## Test
BECS - Registered Test Methods |  |  |  |  | Source : BECS DB - Test
Test Parameters Reference |  |  |  |  | Test Method Reference |  | Standard Limits |  | Accreditied
Sr # | Reg Date | Lab | Matrix | Parameter | Analytical Method | Unit | Lower | Upper | NA
1 | 2025-03-23 | External | Biofertiliers | Bac Efficiency - K Solubilizing | PS 5330 - 2014 (App H) | % | 20 |  | *
2 | 2025-03-23 | External | Biofertiliers | Bac Efficiency - N Fixing | PS 5330 - 2014 (App F) | mg / g | 10 |  | *
3 | 2025-03-23 | External | Biofertiliers | Bac Efficiency - P Solubilizing | PS 5330 - 2014 (App E) | % | 20 |  | *
4 | 2025-03-23 | External | Biofertiliers | Bac Efficiency - PGPR and Rhizobium | PS 5330 - 2014 (App D) | Growth | 8 |  | *
5 | 2025-03-23 | External | Biofertiliers | Bac Efficiency - Zn Solubilizing | PS 5330 - 2014 (App G) | % | 20 |  | *
6 | 2025-03-23 | External | Biofertiliers | Contemination Level | PS 5330 - 2014 (App B) | 10^x CFU / g & L | - |  | *
7 | 2025-03-23 | External | Biofertiliers | Viable Cell Count | PS 5330 - 2014 (App C) | 10^x CFU / g & L | 7 |  | *
8 | 2025-04-08 | External | BNFF | Auxin Profile | Salkowsky Reagent | Color Index | Pale Yellow | Cherry Red | *
9 | 2025-03-23 | BECS | BNFF | Bioactive Sulphur | PS 5336-2021-2nd Rev (App D) | % | 5 |  | *
10 | 2025-03-23 | External | BNFF | Bioactive Sulphur - Quick Test | PS 5336-2021-2nd Rev (App F1) | Color | Dirty Green |  | *
11 | 2025-03-23 | External | BNFF | Bioactive Zinc | PS 5336-2021-2nd Rev (App C) | % | 1 |  | *
12 | 2025-03-23 | External | BNFF | Sulphur Oxidizing Efficiency | PS 5336-2021-2nd Rev (App E3) | % | 10 |  | *
13 | 2025-07-10 | External | BNFF | Viable Cell Count | PS 5336-2021-2nd Rev (App E1) | 10^x CFU | 3 |  | *
14 | 2025-03-23 | External | BNFF | Zn Mobilizing Efficiency | PS 5336-2021-2nd Rev (App E2) | % | 10 |  | *
15 | 2026-01-29 | BECS | Feed - Silage | Dry Matter | AOAC 930.15 | % |  |  | *
16 | 2026-01-29 | External | Feed - Silage | Fungal Contamination | AOAC 997.02 | CFU/g |  |  | *
17 | 2026-01-29 | External | Feed - Silage | Neutral Detergent Fiber | AOAC 2002.04 | % |  |  | *
18 | 2026-01-29 | BECS | Feed - Silage | NPN - Non Protien Nitrogen | AOAC 941.04 | % |  |  | *
19 | 2026-01-29 | BECS | Feed - Silage | pH | AOAC 973.41 | - |  |  | *
20 | 2026-01-29 | BECS | Feed - Silage | True Protien | AOAC 990.03, AOAC 941.04 | % |  |  | *
21 | 2025-03-04 | BECS | Fertilizer - Liquid | Amino Acid | AOAC 955.04 | % |  |  | *
22 | 2025-07-25 | BECS | Fertilizer - Liquid | Available - K2O | Incorporated Administrative Agency,Japan. Section: 4.3.3.a | % |  |  | *
23 | 2025-07-25 | BECS | Fertilizer - Liquid | Boron | AOAC 982.01 | % |  |  | *
24 | 2025-08-26 | BECS | Fertilizer - Liquid | Chelated Zinc | AOAC 965.09 | % |  |  | *
25 | 2025-12-29 | BECS | Fertilizer - Liquid | Fulvic Acid | ISO 19822:2018 | % |  |  | *
26 | 2025-12-29 | BECS | Fertilizer - Liquid | Humic Acid | ISO 19822:2018 | % |  |  | *
27 | 2025-12-29 | BECS | Fertilizer - Liquid | K2O - Total | Incorporated Administrative Agency,Japan. Section: 4.3.3.a | % |  |  | *
28 | 2025-12-29 | BECS | Fertilizer - Liquid | Magnesium | AOAC 965.09 | % |  |  | *
29 | 2025-03-04 | BECS | Fertilizer - Liquid | Nitrogen - Ammonical | UNIENISO 15476:2009 | % |  |  | *
30 | 2025-03-04 | BECS | Fertilizer - Liquid | Nitrogen - Nitrate | UNIENISO 15476:2009 | % |  |  | *
31 | 2025-02-17 | BECS | Fertilizer - Liquid | Nitrogen - Total | AOAC 955.04 | % w/w
32 | 2025-03-04 | BECS | Fertilizer - Liquid | Nitrogen - Total | AOAC 955.04 | % w/w
33 | 2025-03-04 | BECS | Fertilizer - Liquid | Nitrogen - Ureic | AOAC 892.01 | % |  |  | *
34 | 2025-07-25 | BECS | Fertilizer - Liquid | Nitrogen - Ureic | AOAC 892.01 | % |  |  | *
35 | 2025-10-08 | BECS | Fertilizer - Liquid | Organic Matter | AOAC 967.05 | % |  |  | *
36 | 2025-02-17 | BECS | Fertilizer - Liquid | P2O5 - Acid Soluble (Total) | PS 5295-2017 (2nd Rev.) | % |  |  | *
37 | 2025-04-22 | BECS | Fertilizer - Liquid | P2O5 - Citrate Soluble (Available) | PS: 67-1996 | %
38 | 2025-07-25 | BECS | Fertilizer - Liquid | P2O5 - Citrate Soluble (Available) | PS: 67-1996 | %
39 | 2025-04-22 | BECS | Fertilizer - Liquid | P2O5 - Water Extractable | AOAC 958.01 | % |  |  | *
40 | 2025-04-22 | BECS | Fertilizer - Liquid | pH | AOAC 973.41 | - |  |  | *
41 | 2025-03-23 | BECS | Fertilizer - Liquid | Phosphoric Acid | Lab developed method based on HI 931 |  |  |  | *
42 | 2025-08-20 | BECS | Fertilizer - Liquid | Specific Gravity | Pycnometer Method | g/mL |  |  | *
43 | 2025-04-22 | BECS | Fertilizer - Liquid | Sulphate | AOAC 980.02 | % |  |  | *
44 | 2025-04-22 | BECS | Fertilizer - Liquid | Zinc - Available | AOAC 965.09 | %
45 | 2026-02-23 | BECS | Fertilizer - Solid | Acid Soluble Magnesium - Total | AOAC 965.16 | % |  |  | *
46 | 2025-12-23 | BECS | Fertilizer - Solid | Bulk Density | ISO 697.1981 | g / cm3 |  |  | *
47 | 2025-03-23 | BECS | Fertilizer - Solid | C/N Ratio | AOAC 967.05 or AOAC 955.04 | - |  |  | *
48 | 2025-03-23 | BECS | Fertilizer - Solid | Calcium - Available | Incorporated Administrative Agency,Japan. Section: 4.3.3.a | % |  |  | *
49 | 2025-12-09 | BECS | Fertilizer - Solid | Calcium - Chelated | Vogel's text book of chemical analysis, AOAC 965.09 | % |  |  | *
50 | 2026-02-16 | BECS | Fertilizer - Solid | Calcium - Citrate Soluble (Available) | Incorporated Administrative Agency,Japan. Section: 4.3.3.a | % |  |  | *
51 | 2025-03-23 | BECS | Fertilizer - Solid | Calcium - Total |  | % |  |  | *
52 | 2026-02-16 | BECS | Fertilizer - Solid | Calcium - Water Extractable | Incorporated Administrative Agency,Japan. Section: 4.3.3.a | % |  |  | *
53 | 2025-03-23 | BECS | Fertilizer - Solid | CEC - Cation Exchange Capacity | AOAC 973.09 | meq / 100 g |  |  | *
54 | 2025-03-23 | BECS | Fertilizer - Solid | Chlorides | AOAC-2.6.09, 17th edition, Method No. 928.02 | % |  |  | *
55 | 2025-03-23 | BECS | Fertilizer - Solid | Copper - Available | AOAC 965.09 | % |  |  | *
56 | 2025-12-23 | BECS | Fertilizer - Solid | EC | USDA Handbook 60 | μS/cm |  |  | *
57 | 2025-07-11 | BECS | Fertilizer - Solid | Humic Acid | ISO 19822:2018 | % |  |  | *
58 | 2025-03-23 | BECS | Fertilizer - Solid | Iron - Available | AOAC 965.09 | % |  |  | *
59 | 2025-12-09 | BECS | Fertilizer - Solid | Iron - Chelated | Vogel's text book of chemical analysis, AOAC 965.09 | % |  |  | *
60 | 2025-02-19 | BECS | Fertilizer - Solid | Iron - Total | AOAC 965.09 | % |  |  | *
61 | 2025-03-23 | BECS | Fertilizer - Solid | K2O - Available | Incorporated Administrative Agency,Japan. Section: 4.3.3.a | % |  |  | *
62 | 2026-02-25 | BECS | Fertilizer - Solid | K2O - Total | Incorporated Administrative Agency,Japan. Section: 4.3.3.a | % |  |  | *
63 | 2025-03-23 | BECS | Fertilizer - Solid | Magnesium - Available | AOAC 965.09 | % |  |  | *
64 | 2025-03-23 | BECS | Fertilizer - Solid | Manganese - Available | AOAC 965.09 | % |  |  | *
65 | 2025-03-12 | BECS | Fertilizer - Solid | Moisture | AOAC 925.10 or ASTM 534 E | % |  |  | *
66 | 2025-06-03 | BECS | Fertilizer - Solid | Nitrogen - Ammonical | UNIENISO 15476:2009 | % |  |  | *
67 | 2025-03-23 | BECS | Fertilizer - Solid | Nitrogen - Nitrate | UNIENISO 15476:2009 | % |  |  | *
68 | 2025-03-23 | BECS | Fertilizer - Solid | Nitrogen - Total | AOAC 955.04 | %
69 | 2025-03-23 | BECS | Fertilizer - Solid | Nitrogen - Ureic | AOAC 892.01 | % |  |  | *
70 | 2025-03-23 | BECS | Fertilizer - Solid | Organic Matter | AOAC 967.05 | % |  |  | *
71 | 2025-03-23 | BECS | Fertilizer - Solid | P2O5 - Acid Soluble (Total) | PS 5295-2017 (2nd Rev) | %
72 | 2025-03-23 | BECS | Fertilizer - Solid | P2O5 - Citrate Soluble (Available) | PS: 67-1996 | %
73 | 2025-03-23 | BECS | Fertilizer - Solid | P2O5 - Water Extractable | AOAC 958.01 | % |  |  | *
74 | 2025-04-07 | BECS | Fertilizer - Solid | pH | AOAC 973.41 | - |  |  | *
75 | 2025-04-10 | BECS | Fertilizer - Solid | Physical Appearance - Colour | PS 3517 | - |  |  | *
76 | 2025-07-30 | BECS | Fertilizer - Solid | Silicates |  | /𝟏 |  |  | *
77 | 2025-03-11 | BECS | Fertilizer - Solid | Sodium - Available |  |  |  |  | *
78 | 2025-03-11 | BECS | Fertilizer - Solid | Sodium - Total |  | % |  |  | *
79 | 2025-03-11 | BECS | Fertilizer - Solid | Sulphate | AOAC 980.02 | % |  |  | *
80 | 2025-04-22 | BECS | Fertilizer - Solid | Sulphur | AOAC 980.02 | % |  |  | *
81 | 2025-03-13 | BECS | Fertilizer - Solid | Water Solubility | AOAC 2003.14 | % |  |  | *
82 | 2026-02-03 | BECS | Fertilizer - Solid | Water Stability Test
83 | 2025-07-30 | BECS | Fertilizer - Solid | Zinc - Available | AOAC 965.09 | %
84 | 2025-03-23 | BECS | Fertilizer - Solid | Zinc - Chelated | AOAC 965.09 | % |  |  | *
85 | 2025-03-12 | BECS | Fertilizer - Solid | Zinc - Total | AOAC 965.09 | %
86 | 2025-04-22 | BECS | Food - Cider | Acetic Acid | HI 3305 EN | % |  |  | *
87 | 2025-05-02 | BECS | Food - Engergy Bar | Calcium | AOAC 984.27 | g / 100 g |  |  | *
88 | 2025-05-02 | External | Food - Engergy Bar | Crude Fat | AOAC 920.39 | g / 100 g |  |  | *
89 | 2025-05-02 | External | Food - Engergy Bar | Crude Fiber | AOAC 962.09 | g / 100 g |  |  | *
90 | 2025-05-02 | External | Food - Engergy Bar | Crude Protein | AOAC 920.87 | g / 100 g |  |  | *
91 | 2025-05-02 | BECS | Food - Engergy Bar | Iron | AOAC 999.10 | g / 100 g |  |  | *
92 | 2025-05-02 | BECS | Food - Engergy Bar | Potassium | AOAC 984.27 | g / 100 g |  |  | *
93 | 2025-05-02 | External | Food - Engergy Bar | Saturated Fat | AOAC 2012.13 | g / 100 g |  |  | *
94 | 2025-05-02 | External | Food - Engergy Bar | Saturated Fat | AOAC 2012.13 | g / 100 g |  |  | *
95 | 2025-05-02 | BECS | Food - Engergy Bar | Sodium | AOAC 984.27 | g / 100 g |  |  | *
96 | 2025-05-02 | External | Food - Engergy Bar | Total Carbohydrate | By Calculation | g / 100 g |  |  | *
97 | 2025-05-02 | External | Food - Engergy Bar | Total Fat | AOAC 2003.05 | g / 100 g |  |  | *
98 | 2025-05-02 | External | Food - Engergy Bar | Total Sugar | AOAC 930.44 | g / 100 g |  |  | *
99 | 2026-01-05 | BECS | Food - Flour | Acetamiprid | Chromatographig AOAC 2007.01 QueCHERS | mg/Kg |  |  | *
100 | 2026-01-05 | BECS | Food - Flour | Added Startch | AACC-38.12.02 | g/100g |  |  | *
101 | 2026-01-05 | BECS | Food - Flour | Aflatoxin - Total | AOAC 991.31 or AOAC 2005.03 | ppb |  |  | *
102 | 2026-01-05 | BECS | Food - Flour | Ash | AOAC 923.03 | % |  |  | *
103 | 2026-01-05 | BECS | Food - Flour | Cadmium | AOAC 999.10 | mg / Kg |  |  | *
104 | 2026-01-05 | BECS | Food - Flour | Crude Protien | AOAC 920.87 | g/100g |  |  | *
105 | 2026-01-05 | BECS | Food - Flour | Cypermethrin | Chromatographig AOAC 2007.01 QueCHERS | mg/Kg |  |  | *
106 | 2026-01-05 | BECS | Food - Flour | Dry Gluten | AACC-38.12.02 | g/100g |  |  | *
107 | 2026-01-05 | BECS | Food - Flour | Iprodione 1 | Chromatographig AOAC 2007.01 QueCHERS | mg/Kg |  |  | *
108 | 2026-01-05 | BECS | Food - Flour | Iron | AOAC 999.10 | mg / Kg |  |  | *
109 | 2026-01-05 | BECS | Food - Flour | Lead | AOAC 999.10 | mg / Kg |  |  | *
110 | 2026-01-05 | BECS | Food - Flour | Mercury | AOAC 999.10 | mg / Kg |  |  | *
111 | 2026-01-05 | BECS | Food - Flour | Moisture | AOAC 925.10 | % |  |  | *
112 | 2026-01-05 | BECS | Food - Flour | Tricyclazole | Chromatographig AOAC 2007.01 QueCHERS | mg/Kg |  |  | *
113 | 2026-01-05 | BECS | Food - Flour | Wet Gluten | AACC-38.12.02 | g/100g |  |  | *
114 | 2025-05-29 | External | Food - Honey | Added Sugar (as Non reducing) | AOAC 930.44 | g / 100 g |  |  | *
115 | 2025-05-29 | External | Food - Honey | Calories | Food Chemistry by Pearson - by Calculation | Kcal / 100 g |  |  | *
116 | 2025-05-29 | External | Food - Honey | Crude Fat | AOAC 2003.05 | g / 100 g |  |  | *
117 | 2025-05-29 | External | Food - Honey | Crude Protien | AOAC 920.87 | g / 100 g |  |  | *
118 | 2025-05-29 | BECS | Food - Honey | Sodium | AOAC 985.35 | mg / 100 g |  |  | *
119 | 2025-05-29 | External | Food - Honey | Total Carbohyderates |  | g / 100 g |  |  | *
120 | 2025-10-08 | BECS | Food - Meat | Antibiotic Residues - Tetracycline | Rapid Detection Kit | ppb |  |  | *
121 | 2025-05-29 | External | Food - Meat | Estimated Bacillus cereus | ISO 7932:2004/ ISO 21871:2006 | CFU / g |  |  | *
122 | 2025-05-29 | External | Food - Meat | Estimated Clostridium perfringens | ISO 15213-2/ ISO 7937 | CFU / g |  |  | *
123 | 2025-05-29 | External | Food - Meat | Estimated Coliforms at 30 degree | ISO 9308-1 | CFU / g |  |  | *
124 | 2025-05-27 | External | Food - Meat | Estimated E.coli | ISO 9308-1:2000 | CFU / g |  |  | *
125 | 2025-05-29 | External | Food - Meat | Estimated Enterobacteriace | ISO 21528-1/2 | CFU / g |  |  | *
126 | 2025-05-29 | External | Food - Meat | Estimated Lactic bacteria | ISO 15214-1998 | CFU / g |  |  | *
127 | 2025-05-29 | External | Food - Meat | Estimated Listeria | ISO 11290-1/2 | CFU / g |  |  | *
128 | 2025-05-29 | External | Food - Meat | Estimated Mesophyllic Flora | ISO 21149 | CFU / g |  |  | *
129 | 2025-05-29 | External | Food - Meat | Estimated Pseudomonas spp. | ISO 13720 | CFU / g |  |  | *
130 | 2025-05-27 | External | Food - Meat | Estimated Salmonella | ISO 6579-1:2017 | CFU / g |  |  | *
131 | 2025-05-29 | External | Food - Meat | Estimated Staphylococcus aureus | ISO 6888-1 | CFU / g |  |  | *
132 | 2025-05-29 | External | Food - Meat | Estimated Sulfite producing Anaerobes | ISO 15213-2003 | CFU / g |  |  | *
133 | 2025-05-29 | External | Food - Meat | Estimated Thermotolerant Coliforms | ISO 9308-1 | CFU / g |  |  | *
134 | 2025-05-27 | External | Food - Meat | TBC/ TPC/ TVC/ MPN | PS 5336-2021 (App E1) | CFU / g |  |  | *
135 | 2025-05-27 | External | Food - Meat | YM - Estimated Mold | ISO 21527-1 | CFU / g |  |  | *
136 | 2025-05-27 | External | Food - Meat | YM - Estimated Yeast | ISO 21527-1 | CFU / g |  |  | *
137 | 2025-05-27 | External | Food - Meat | YM Package - Estimated Yeast and Mold | Package | Package |  |  | *
138 | 2025-03-23 | External | Food - Microbiology - Liquid | Aflatoxin on ELISA | AOAC 991.31 or AOAC 2005.03 | ppb | 20 | 0 | *
139 | 2025-03-23 | External | Food - Microbiology - Liquid | Ammino Acid | FAO Nutritional studies No.24(1970) | % |  |  | *
140 | 2025-03-23 | External | Food - Microbiology - Liquid | Auxin Profile | Salkowsky Reagent | Color Index | Pale Yellow | Cherry Red | *
141 | 2025-03-23 | External | Food - Microbiology - Liquid | Estimated Bacillus cereus | ISO 7932:2004 or ISO 21871:2006 | CFU / mL |  |  | *
142 | 2025-03-23 | External | Food - Microbiology - Liquid | Estimated Clostridium perfringens | ISO 15213-2 | CFU / mL |  |  | *
143 | 2025-03-23 | External | Food - Microbiology - Liquid | Estimated Compylobactor | ISO 10272-1 | CFU / mL |  |  | *
144 | 2025-03-23 | External | Food - Microbiology - Liquid | Estimated E.coli | ISO 9308-2:2012 | CFU / mL |  |  | *
145 | 2025-03-23 | External | Food - Microbiology - Liquid | Estimated Enterobacteriace | ISO 21528-2 | CFU / mL |  |  | *
146 | 2025-03-23 | External | Food - Microbiology - Liquid | Estimated Fecal Coliforms | ISO 9308-1: 2014 | CFU / mL |  |  | *
147 | 2025-03-23 | External | Food - Microbiology - Liquid | Estimated Fecal Streptococci | ISO 7899-2 | CFU / mL |  |  | *
148 | 2025-03-23 | External | Food - Microbiology - Liquid | Estimated Lesiteria | ISO 11290-1,2 | CFU / mL |  |  | *
149 | 2025-03-23 | External | Food - Microbiology - Liquid | Estimated Pseudomonas aeruginosa | ISO 16266 | CFU / mL |  |  | *
150 | 2025-03-23 | External | Food - Microbiology - Liquid | Estimated Salmonella | ISO 6579-1:2017 | CFU / mL |  |  | *
151 | 2025-03-23 | External | Food - Microbiology - Liquid | Estimated Shigella | ISO 21567 | CFU / mL |  |  | *
152 | 2025-03-23 | External | Food - Microbiology - Liquid | Estimated Staphylococcus aureus | ISO 6888-1 | CFU / mL |  |  | *
153 | 2025-03-23 | External | Food - Microbiology - Liquid | Estimated Total Coliforms | ISO 9308-1: 2014 | CFU / mL |  |  | *
154 | 2025-03-23 | External | Food - Microbiology - Liquid | Non-GMO (Agri Comodity) | ISO 21569:2010 |  |  |  | *
155 | 2025-03-23 | External | Food - Microbiology - Liquid | TPC / TVC / MPN | PS 5336-2021 (App E1) | CFU / mL |  |  | *
156 | 2025-03-23 | External | Food - Microbiology - Liquid | TPC / TVC / MPN @ 22 degree C | PS 5336-2021 (App E1) | CFU / mL |  |  | *
157 | 2025-03-23 | External | Food - Microbiology - Liquid | TPC / TVC / MPN @ 25 degree C | PS 5336-2021 (App E1) | CFU / mL |  |  | *
158 | 2025-03-23 | External | Food - Microbiology - Liquid | TPC / TVC / MPN @ 37 degree C | PS 5336-2021 (App E1) | CFU / mL |  |  | *
159 | 2025-03-23 | External | Food - Microbiology - Liquid | YM - Estimated Mold | ISO 21527-1 | CFU / mL |  |  | *
160 | 2025-03-23 | External | Food - Microbiology - Liquid | YM - Estimated Yeast | ISO 21527-1 | CFU / mL |  |  | *
161 | 2025-03-23 | External | Food - Microbiology - Liquid | YM Package - Estimated Yeast and Mold | Package | Package |  |  | *
162 | 2026-02-23 | External | Food - Microbiology - Solid | Aerobic mesophilic count | ISO 4833-1 | CFU/g |  |  | *
163 | 2025-03-23 | External | Food - Microbiology - Solid | Aflatoxin on ELISA | AOAC 991.31 or AOAC 2005.03 | ppb |  |  | *
164 | 2025-03-23 | External | Food - Microbiology - Solid | Auxin Profile | Salkowsky Reagent | Color Index | Pale Yellow - Cherry Red |  | *
165 | 2025-03-23 | External | Food - Microbiology - Solid | Estimaged Fecal Streptococci | ISO 7899-2 | CFU / g |  |  | *
166 | 2025-03-23 | External | Food - Microbiology - Solid | Estimated Bacillus cereus | ISO 7932:2004/ ISO 21871:2006 | CFU / g |  |  | *
167 | 2025-03-23 | External | Food - Microbiology - Solid | Estimated Clostridium perfringens | ISO 14189 | CFU / g |  |  | *
168 | 2025-03-23 | External | Food - Microbiology - Solid | Estimated Compylobactor | ISO 10272-1 | CFU / g |  |  | *
169 | 2025-03-23 | External | Food - Microbiology - Solid | Estimated E.coli | ISO 9308-1:2000 | CFU / g |  |  | *
170 | 2025-03-23 | External | Food - Microbiology - Solid | Estimated Enterobacteriace | ISO 9308-1 | CFU / g |  |  | *
171 | 2025-03-23 | External | Food - Microbiology - Solid | Estimated Fecal Coliforms | ISO 9308-1 | CFU / g |  |  | *
172 | 2025-03-23 | External | Food - Microbiology - Solid | Estimated Lesiteria | ISO 11290-1,2 | CFU / g |  |  | *
173 | 2025-03-23 | External | Food - Microbiology - Solid | Estimated Pseudomonas aeruginosa | ISO 16266 | CFU / g |  |  | *
174 | 2025-03-23 | External | Food - Microbiology - Solid | Estimated Salmonella | ISO 6579-1:2017 | CFU / g |  |  | *
175 | 2025-03-23 | External | Food - Microbiology - Solid | Estimated Shigella | ISO 9308-1 | CFU / g |  |  | *
176 | 2025-03-23 | External | Food - Microbiology - Solid | Estimated Staphylococcus aureus | ISO 6888-1 | CFU / g |  |  | *
177 | 2025-03-23 | External | Food - Microbiology - Solid | Estimated Total Coliforms | ISO 9308-1: 2014 | CFU / g |  |  | *
178 | 2026-02-23 | External | Food - Microbiology - Solid | Halophile count | ISO 4833-1 | CFU/g |  |  | *
179 | 2025-03-23 | External | Food - Microbiology - Solid | Non-GMO (Agri Comodity) | ISO 21569:2010 |  |  |  | *
180 | 2025-03-23 | External | Food - Microbiology - Solid | TPC/ TVC/ MPN | PS 5336-2021 (App E1) | CFU / g |  |  | *
181 | 2025-03-23 | External | Food - Microbiology - Solid | TPC/ TVC/ MPN @ 22 degree C | PS 5336-2021 (App E1) | CFU / g |  |  | *
182 | 2025-03-23 | External | Food - Microbiology - Solid | TPC/ TVC/ MPN @ 25 degree C | PS 5336-2021 (App E1) | CFU / g |  |  | *
183 | 2025-03-23 | External | Food - Microbiology - Solid | TPC/ TVC/ MPN @ 37 degree C | PS 5336-2021 (App E1) | CFU / g |  |  | *
184 | 2025-03-23 | External | Food - Microbiology - Solid | YM - Estimated Mold | ISO 18416 | CFU / g |  |  | *
185 | 2025-03-23 | External | Food - Microbiology - Solid | YM - Estimated Yeast | ISO 18416 | CFU / g |  |  | *
186 | 2025-03-23 | External | Food - Microbiology - Solid | YM Package - Estimated Yeast and Mold | Package | Package |  |  | *
187 | 2025-07-02 | BECS | Food - Oil | Peroxide Value | AOAC 965.33 | meq O2/Kg |  |  | *
188 | 2025-09-22 | BECS | Food - Oil | Relative Density @ 20°C | IUPAC 2.101 | - |  |  | *
189 | 2025-08-26 | BECS | Food - Pesticide | Azoxystrobin | AOAC 2007.01 | mg/kg |  |  | *
190 | 2025-08-26 | BECS | Food - Pesticide | Carbaryl | AOAC 2007.01 | mg/kg |  |  | *
191 | 2025-08-26 | BECS | Food - Pesticide | Chlorypyrfos | AOAC 2007.01 | mg/kg |  |  | *
192 | 2025-08-26 | BECS | Food - Pesticide | Pendimethalin | AOAC 2007.01 | mg/kg |  |  | *
193 | 2025-08-26 | BECS | Food - Pesticide | Pesticide - Package | AOAC 2007.01 | Package |  |  | *
194 | 2025-08-26 | BECS | Food - Pesticide | Tefluthrin | AOAC 2007.01 | mg/kg |  |  | *
195 | 2025-07-03 | BECS | Food - Rice | Aflatoxin on ELISA | AOAC 991.31 or AOAC 2005.03 | ppb |  |  | *
196 | 2025-07-03 | BECS | Food - Rice | Arsenic | AOAC 930.34 | ppm |  |  | *
197 | 2025-07-03 | BECS | Food - Rice | Cadmium | AOAC 965.13 | ppm |  |  | *
198 | 2025-03-21 | BECS | Food - Rice | Calcium | AOAC 211.14 (Flame Photometer) | mg / 52 g |  |  | *
199 | 2025-03-21 | External | Food - Rice | Carbohydrates | By Calculation | mg / 52 g |  |  | *
200 | 2025-03-21 | External | Food - Rice | Cholestrol | AOAC 2012.13 | mg / 100 g |  |  | *
201 | 2025-07-03 | BECS | Food - Rice | Copper | AOAC 965.13 | ppm |  |  | *
202 | 2025-07-03 | BECS | Food - Rice | Crude Fiber |  |  |  |  | *
203 | 2025-03-21 | External | Food - Rice | Dietry Fibre - Total | AOAC 985.29 | % / wt |  |  | *
204 | 2025-03-21 | BECS | Food - Rice | Iron | AOAC 211.14 (AAS) | mg / 52 g |  |  | *
205 | 2025-07-03 | BECS | Food - Rice | Lead | AOAC 965.13 | ppm |  |  | *
206 | 2025-07-03 | External | Food - Rice | Mercury | AOAC 999.10 | ppm |  |  | *
207 | 2025-04-07 | BECS | Food - Rice | Moisture | AOAC 925.10 | % / wt |  |  | *
208 | 2025-03-23 | BECS | Food - Rice | Physical Testing |  | - |  |  | *
209 | 2025-03-21 | BECS | Food - Rice | Protien | AOAC | mg / 52 g |  |  | *
210 | 2025-03-21 | External | Food - Rice | Saturated Fat | AOAC 2012.13 | g / 100 g |  |  | *
211 | 2025-03-21 | BECS | Food - Rice | Sodium | AOAC 211.14 (Flame Photometer) | mg / 52 g |  |  | *
212 | 2025-03-21 | External | Food - Rice | Total Fat | AOAC | % / wt |  |  | *
213 | 2025-03-21 | External | Food - Rice | Total Sugar | AOAC | % / wt |  |  | *
214 | 2025-03-21 | External | Food - Rice | Trans Fat | AOAC 2012.13 | g / 100 g |  |  | *
215 | 2025-03-21 | External | Food - Rice | Vitamin A | AOAC | mg / Kg |  |  | *
216 | 2025-03-21 | BECS | Food - Rice | Vitamin C (as Ascorbic Acid) | Harris, D.C. (2016). Quantitative Chemical Analysis (9th Ed.). W.H. Freeman | mg / 52 g |  |  | *
217 | 2025-03-23 | BECS | Food - Salts | Acid Insoluble | AOAC 942.05 | % |  |  | *
218 | 2025-03-23 | BECS | Food - Salts | Acid insoluble Ash | AOAC 942.05 | % |  |  | *
219 | 2025-07-21 | BECS | Food - Salts | Appearence |  | - |  |  | *
220 | 2025-03-23 | BECS | Food - Salts | Arsenic | AOAC 930.34 | mg / Kg |  |  | *
221 | 2025-05-29 | BECS | Food - Salts | Bulk Density | ISO 697.1981 | g / L |  |  | *
222 | 2025-03-23 | BECS | Food - Salts | Cadmium | AOAC 930.34 | mg / Kg |  |  | *
223 | 2025-03-23 | BECS | Food - Salts | Calcium | AOAC 984.27 or ASTM 534 E | % |  |  | *
224 | 2025-03-04 | BECS | Food - Salts | Calcium Chloride (CaCl2) | ASTM 534 E | % |  |  | *
225 | 2025-03-04 | BECS | Food - Salts | Calcium Sulphate (CaSO4) - Gypsum | ASTM 534 E | % |  |  | *
226 | 2025-09-30 | BECS | Food - Salts | Chlorides | AOAC 937.09 | % |  |  | *
227 | 2025-04-22 | External | Food - Salts | Chromium | AOAC 965.09 | mg / Kg |  |  | *
228 | 2025-07-21 | BECS | Food - Salts | Colour |  | - |  |  | *
229 | 2025-04-22 | BECS | Food - Salts | Copper | AOAC 965.09 | mg / Kg |  |  | *
230 | 2025-07-21 | BECS | Food - Salts | Extraneous Matter / Impurities |  |  |  |  | *
231 | 2025-07-21 | BECS | Food - Salts | Feel to Touch |  | - |  |  | *
232 | 2025-04-08 | BECS | Food - Salts | Iodine | AOAC 935.14 | mg / Kg |  |  | *
233 | 2025-03-23 | BECS | Food - Salts | Iron | AOAC 984.27 | mg / Kg |  |  | *
234 | 2025-03-23 | BECS | Food - Salts | Lead | AOAC 930.34 | mg / Kg |  |  | *
235 | 2025-03-23 | BECS | Food - Salts | Magnesium | ISO 2482-1973 | mg / Kg |  |  | *
236 | 2025-03-04 | BECS | Food - Salts | Magnesium Chloride (MgCl2) | ASTM 534 E | % |  |  | *
237 | 2025-03-04 | BECS | Food - Salts | Magnesium Sulphate (MgSO4) | ASTM 534 E | % |  |  | *
238 | 2025-03-23 | BECS | Food - Salts | Manganese | AOAC 984.27 | mg / Kg |  |  | *
239 | 2025-04-22 | External | Food - Salts | Mercury | AOAC 965.09 | mg / Kg |  |  | *
240 | 2025-03-04 | BECS | Food - Salts | Mesh Size |  | % |  |  | *
241 | 2025-04-08 | BECS | Food - Salts | Microplastic in salt |  | mg / Kg |  |  | *
242 | 2025-03-23 | BECS | Food - Salts | Moisture | ISO 9297-1989 | % |  |  | *
243 | 2025-03-23 | BECS | Food - Salts | NaCl Purity | ISO 9297-1989 | % |  |  | *
244 | 2025-03-23 | BECS | Food - Salts | Nickle | AOAC 930.34 | mg / Kg |  |  | *
245 | 2025-07-21 | BECS | Food - Salts | Odor |  | - |  |  | *
246 | 2025-08-01 | BECS | Food - Salts | Package - Polycyclic Aromati Hydrocarbons (PAH) |  | mg / Kg |  |  | *
247 | 2025-08-01 | BECS | Food - Salts | PAH - Benzo (a) anthracene |  | mg / Kg |  |  | *
248 | 2025-08-01 | BECS | Food - Salts | PAH - Benzo (a) Pyrene |  | mg / Kg |  |  | *
249 | 2025-08-01 | BECS | Food - Salts | PAH - Benzo (b) fluoranthene |  | mg / Kg |  |  | *
250 | 2025-08-01 | BECS | Food - Salts | PAH - Benzo (e) Pyrene |  | mg / Kg |  |  | *
251 | 2025-08-01 | BECS | Food - Salts | PAH - Benzo (g,h,i) Perylene |  | mg / Kg |  |  | *
252 | 2025-08-01 | BECS | Food - Salts | PAH - Benzo (k) fluoranthene |  | mg / Kg |  |  | *
253 | 2025-08-01 | BECS | Food - Salts | PAH - Chrysene |  | mg / Kg |  |  | *
254 | 2025-08-01 | BECS | Food - Salts | PAH - Dibenzo (a,h) Anthracene |  | mg / Kg |  |  | *
255 | 2025-08-01 | BECS | Food - Salts | PAH - Indene (1,2,3 - cd) Pyrene |  | mg / Kg |  |  | *
256 | 2025-08-01 | BECS | Food - Salts | PAH - PA 4 |  | mg / Kg |  |  | *
257 | 2026-04-23 | BECS | Food - Salts | Phosphorous | Olsen Method | mg/kg |  |  | *
258 | 2025-03-23 | BECS | Food - Salts | Potassium | AOAC 984.27 | % |  |  | *
259 | 2025-03-04 | BECS | Food - Salts | Potassium Chloride (KCl) | ASTM 534 E | % |  |  | *
260 | 2025-06-03 | BECS | Food - Salts | Potassium Iodate | AOAC 935.14 | mg / Kg |  |  | *
261 | 2025-03-11 | BECS | Food - Salts | Sodium | AOAC 985.35 | % |  |  | *
262 | 2025-09-30 | BECS | Food - Salts | Sodium | Incorporated Administrative Agency,Japan. Section: 4.3.3.a | % |  |  | *
263 | 2025-03-04 | BECS | Food - Salts | Sodium Sulphate (Na2SO4) | ASTM 534 E | % |  |  | *
264 | 2025-03-23 | BECS | Food - Salts | Sulphate | ISO 2480-1972 | % |  |  | *
265 | 2025-07-21 | BECS | Food - Salts | Taste |  | - |  |  | *
266 | 2025-03-23 | BECS | Food - Salts | Total Protien | Theymoli Balasubramanian and Sadasivam, S (1987) | % |  |  | *
267 | 2025-03-23 | BECS | Food - Salts | Water Insoluble Matter | ISO 2479-1972 | % |  |  | *
268 | 2025-03-23 | BECS | Food - Salts | Zinc | AOAC 984.27 | mg / Kg |  |  | *
269 | 2025-05-08 | BECS | Food - Shilajeet | Arsenic | AOAC 930.34 | ppm |  |  | *
270 | 2025-12-09 | BECS | Food - Shilajeet | Ash | AOAC 923.03 | % |  |  | *
271 | 2025-05-08 | BECS | Food - Shilajeet | Cadmium | AOAC 930.34 | ppm |  |  | *
272 | 2025-05-08 | BECS | Food - Shilajeet | Calcium | ISO 2482-1973 | % |  |  | *
273 | 2025-05-08 | BECS | Food - Shilajeet | Copper | AOAC 999.10 | ppm |  |  | *
274 | 2025-03-23 | BECS | Food - Shilajeet | Fulvic Acid | ISO 19822:2018 | % |  |  | *
275 | 2025-05-08 | External | Food - Shilajeet | Fulvic Acid | ISO 19822:2018 | % |  |  | *
276 | 2025-05-08 | BECS | Food - Shilajeet | Humic Acid | ISO 19822:2018 | % |  |  | *
277 | 2025-05-08 | BECS | Food - Shilajeet | Iron | AOAC 999.10 | % |  |  | *
278 | 2025-05-08 | BECS | Food - Shilajeet | Lead | AOAC 999.10 | ppm |  |  | *
279 | 2025-05-08 | BECS | Food - Shilajeet | Magnesium | ISO 2482-1973 | % |  |  | *
280 | 2025-05-08 | External | Food - Shilajeet | Mercury | AOAC 930.34 | ppm |  |  | *
281 | 2025-11-05 | BECS | Food - Shilajeet | Moisture | AOAC 925.10 or ASTM 534 E | % |  |  | *
282 | 2025-05-08 | BECS | Food - Shilajeet | Zinc | AOAC 999.10 | % |  |  | *
283 | 2025-07-28 | BECS | Food - Tea | Acid Insolluble Ash | AOAC 942.05 | % |  |  | *
284 | 2025-08-26 | BECS | Food - Tea | Arsenic | AOAC 930.34 | ppm |  |  | *
285 | 2025-07-28 | BECS | Food - Tea | Cadmium | AOAC 965.13 | ppm |  |  | *
286 | 2025-07-28 | BECS | Food - Tea | Lead | AOAC 965.14 | ppm |  |  | *
287 | 2025-07-28 | BECS | Food - Tea | Moisture | AOAC 925.10 | % |  |  | *
288 | 2026-01-12 | External | Food and Feed | 2,4 DDT | Chromatographig AOAC 2007.01 QueCHERS | mg/Kg |  |  | *
289 | 2026-01-12 | External | Food and Feed | Acephate | Chromatographig AOAC 2007.01 QueCHERS | mg/Kg |  |  | *
290 | 2025-09-16 | BECS | Food and Feed | Acetic Acid | HI 3305 EN | % |  |  | *
291 | 2026-01-12 | External | Food and Feed | Allethrins | Chromatographig AOAC 2007.01 QueCHERS | mg/Kg |  |  | *
292 | 2026-01-12 | BECS | Food and Feed | Aluminum | AOAC 999.10.11 | mg / Kg |  |  | *
293 | 2025-09-16 | BECS | Food and Feed | Arsenic | AOAC 930.34 | mg / Kg |  |  | *
294 | 2025-09-16 | BECS | Food and Feed | Ash | AOAC 923.03 | % |  |  | *
295 | 2026-03-12 | BECS | Food and Feed | Ash - Insoluble | AOAC 942.05 | g/100g |  |  | *
296 | 2026-03-12 | BECS | Food and Feed | Ash - Soluble | AOAC 942.05 | g/100g |  |  | *
297 | 2026-01-12 | External | Food and Feed | Azinophos-methyl | Chromatographig AOAC 2007.01 QueCHERS | mg/Kg |  |  | *
298 | 2025-10-10 | BECS | Food and Feed | Bloom Size | Gelatin Manufacturers Institute of America (GMIA) 2.1 | G |  |  | *
299 | 2025-09-16 | BECS | Food and Feed | Bulk Density | ISO 697.1981 | g / L |  |  | *
300 | 2025-09-16 | BECS | Food and Feed | Cadmium | AOAC 930.34 | mg / Kg |  |  | *
301 | 2025-09-16 | BECS | Food and Feed | Calcium | AOAC 984.27 | g / 100 g |  |  | *
302 | 2025-12-24 | BECS | Food and Feed | Calcium Carbonate | Incorporated Administrative Agency,Japan. Section: 4.3.3.a | % |  |  | *
303 | 2025-09-16 | BECS | Food and Feed | Calories | Food Chemistry by Pearson - by Calculation | Kcal / 100 g |  |  | *
304 | 2026-01-12 | External | Food and Feed | Carbaryl | Chromatographig AOAC 2007.01 QueCHERS | mg/Kg |  |  | *
305 | 2026-01-12 | External | Food and Feed | Chlorpyrifos | Chromatographig AOAC 2007.01 QueCHERS | mg/Kg |  |  | *
306 | 2025-09-16 | BECS | Food and Feed | Chromium | AOAC 965.09 | mg / Kg |  |  | *
307 | 2026-01-12 | BECS | Food and Feed | Cobalt | AOAC 999.10.12 | mg / Kg |  |  | *
308 | 2025-09-16 | BECS | Food and Feed | Copper | AOAC 965.09 | mg / Kg |  |  | *
309 | 2025-09-16 | BECS | Food and Feed | Crude Fat | AOAC 920.39 | g / 100 g (ADB) |  |  | *
310 | 2025-09-16 | BECS | Food and Feed | Crude Fiber | AOAC 962.09:1971 (2010) | g / 100 g (DF) |  |  | *
311 | 2025-09-16 | BECS | Food and Feed | Crude Protein | AOAC 920.87 | g / 100 g (ADB) |  |  | *
312 | 2026-01-12 | External | Food and Feed | Cypermethrin | Chromatographig AOAC 2007.01 QueCHERS | mg/Kg |  |  | *
313 | 2026-01-12 | External | Food and Feed | Diazinon | Chromatographig AOAC 2007.01 QueCHERS | mg/Kg |  |  | *
314 | 2025-09-16 | BECS | Food and Feed | Dietry Fibre - Total | AOAC 985.29 | % / wt |  |  | *
315 | 2026-01-12 | External | Food and Feed | Disulphaton | Chromatographig AOAC 2007.01 QueCHERS | mg/Kg |  |  | *
316 | 2025-09-23 | BECS | Food and Feed | Energy from Fat | By calculation | Kcal |  |  | *
317 | 2025-12-17 | BECS | Food and Feed | Energy-Kcal | By calculation | Kcal |  |  | *
318 | 2025-12-17 | BECS | Food and Feed | Energy-Kjoule | By calculation | Kjoule |  |  | *
319 | 2025-09-23 | External | Food and Feed | Fat - Cholestrol | AOAC 2012.13 | g / 100 g |  |  | *
320 | 2025-09-16 | BECS | Food and Feed | Fat - Saturated | AOAC 2012.13 | g / 100 g |  |  | *
321 | 2025-09-23 | External | Food and Feed | Fat - Trans | AOAC 2012.13 | g / 100 g |  |  | *
322 | 2025-09-16 | BECS | Food and Feed | Fat - Unsaturated | AOAC 2012.13 | g / 100 g |  |  | *
323 | 2026-01-12 | External | Food and Feed | Fenaniphos | Chromatographig AOAC 2007.01 QueCHERS | mg/Kg |  |  | *
324 | 2025-09-16 | BECS | Food and Feed | Iron | AOAC 999.10 | mg / Kg |  |  | *
325 | 2025-09-16 | BECS | Food and Feed | Lead | AOAC 930.34 | mg / Kg |  |  | *
326 | 2026-01-12 | External | Food and Feed | Lindane | Chromatographig AOAC 2007.01 QueCHERS | mg/Kg |  |  | *
327 | 2026-01-29 | BECS | Food and Feed | LOD - Loss on Drying | AOAC 930.15 | % |  |  | *
328 | 2025-09-16 | BECS | Food and Feed | Magnesium | ISO 2482-1973 | mg / Kg |  |  | *
329 | 2026-01-12 | External | Food and Feed | Malathion | Chromatographig AOAC 2007.01 QueCHERS | mg/Kg |  |  | *
330 | 2025-09-16 | BECS | Food and Feed | Mercury | AOAC 965.09 | mg / Kg |  |  | *
331 | 2026-01-12 | External | Food and Feed | Methoxychlor | Chromatographig AOAC 2007.01 QueCHERS | mg/Kg |  |  | *
332 | 2026-01-12 | External | Food and Feed | Mevinphos | Chromatographig AOAC 2007.01 QueCHERS | mg/Kg |  |  | *
333 | 2026-01-12 | External | Food and Feed | Mirex | Chromatographig AOAC 2007.01 QueCHERS | mg/Kg |  |  | *
334 | 2025-09-16 | BECS | Food and Feed | Moisture | AOAC 925.10 | % / wt |  |  | *
335 | 2025-09-16 | BECS | Food and Feed | Nickle | AOAC 930.34 | mg / Kg |  |  | *
336 | 2026-01-12 | External | Food and Feed | Parathion | Chromatographig AOAC 2007.01 QueCHERS | mg/Kg |  |  | *
337 | 2026-01-12 | External | Food and Feed | Permethrin | Chromatographig AOAC 2007.01 QueCHERS | mg/Kg |  |  | *
338 | 2026-01-12 | External | Food and Feed | Pesticide Package | Package | Package
339 | 2026-01-12 | BECS | Food and Feed | Pesticide Residue - 06 Active Ingredients | Chromatographig AOAC 2007.01 QueCHERS | mg / Kg |  |  | *
340 | 2025-11-04 | BECS | Food and Feed | pH | AOAC 981.12 | - |  |  | *
341 | 2026-01-12 | External | Food and Feed | Phosmet | Chromatographig AOAC 2007.01 QueCHERS | mg/Kg |  |  | *
342 | 2025-11-05 | BECS | Food and Feed | Physical - Colour |  | - |  |  | *
343 | 2025-11-05 | BECS | Food and Feed | Physical - Taste/Flavour |  | - |  |  | *
344 | 2025-09-16 | BECS | Food and Feed | Potassium | AOAC 984.27 | g / 100 g |  |  | *
345 | 2026-01-12 | External | Food and Feed | Resmethrin | Chromatographig AOAC 2007.01 QueCHERS | mg/Kg |  |  | *
346 | 2025-12-17 | BECS | Food and Feed | Salt as NaCl | ISO 9297-1989 | % |  |  | *
347 | 2025-09-16 | BECS | Food and Feed | Sodium | AOAC 984.27 | g / 100 g |  |  | *
348 | 2025-10-10 | BECS | Food and Feed | Sulphur Dioxide | Pearson's | mg / kg |  |  | *
349 | 2026-01-12 | External | Food and Feed | Tau-Fluvalinate | Chromatographig AOAC 2007.01 QueCHERS | mg/Kg |  |  | *
350 | 2026-01-12 | External | Food and Feed | Terbufos | Chromatographig AOAC 2007.01 QueCHERS | mg/Kg |  |  | *
351 | 2026-01-12 | External | Food and Feed | Tetramethrin | Chromatographig AOAC 2007.01 QueCHERS | mg/Kg |  |  | *
352 | 2025-09-16 | BECS | Food and Feed | Total Ash | AOAC 923.03 | % |  |  | *
353 | 2025-09-16 | BECS | Food and Feed | Total Carbohydrate | By Calculation | g / 100 g |  |  | *
354 | 2025-09-16 | BECS | Food and Feed | Total Fat | AOAC 2003.05 | g / 100 g |  |  | *
355 | 2025-11-04 | BECS | Food and Feed | Total Soluble Solids -TSS | AOAC 920.151 | % |  |  | *
356 | 2025-09-16 | BECS | Food and Feed | Total Sugar | AOAC 930.44 | g / 100 g |  |  | *
357 | 2026-01-12 | External | Food and Feed | Trichlorfon | Chromatographig AOAC 2007.01 QueCHERS | mg/Kg |  |  | *
358 | 2025-09-23 | External | Food and Feed | Vitamin - A | AOAC 2001.13 | mg / Kg |  |  | *
359 | 2025-09-23 | BECS | Food and Feed | Vitamin - C | Harris, D.C. (2016). Quantitative Chemical Analysis (9th Ed.). W.H. Freeman | mg / Kg |  |  | *
360 | 2025-09-16 | BECS | Food and Feed | Zinc | AOAC 984.27 | mg / Kg |  |  | *
361 | 2025-06-03 | External | Microbiology - Environment | Aerobic Plate Count | PS 5336-2021 (App E1) | CFU / Plate |  |  | *
362 | 2025-06-03 | External | Microbiology - Environment | Estimaged Fecal Streptococci | ISO 7899-2 | CFU / Plate |  |  | *
363 | 2025-06-03 | External | Microbiology - Environment | Estimated Bacillus cereus | ISO 7932:2004/ ISO 21871:2006 | CFU / Plate |  |  | *
364 | 2025-06-03 | External | Microbiology - Environment | Estimated Clostridium perfringens | ISO 15213-2 | CFU / Plate |  |  | *
365 | 2025-06-03 | External | Microbiology - Environment | Estimated Coliforms | ISO 9308-1: 2014 | CFU / Plate |  |  | *
366 | 2025-06-03 | External | Microbiology - Environment | Estimated Compylobactor | ISO 10272-1 | CFU / Plate |  |  | *
367 | 2025-06-03 | External | Microbiology - Environment | Estimated E. coli | ISO 9308-1:2000 | CFU / Plate |  |  | *
368 | 2025-06-03 | External | Microbiology - Environment | Estimated Enterobacteriace | ISO 9308-1 | CFU / Plate |  |  | *
369 | 2025-06-03 | External | Microbiology - Environment | Estimated Fecal Coliforms | ISO 9308-1: 2014 | CFU / Plate |  |  | *
370 | 2025-06-03 | External | Microbiology - Environment | Estimated Lesiteria | ISO 11290-1,2 | CFU / Plate |  |  | *
371 | 2025-06-03 | External | Microbiology - Environment | Estimated Pseudomonas aeroginosa | ISO 16266 | CFU / Plate |  |  | *
372 | 2025-06-03 | External | Microbiology - Environment | Estimated Salmonella | ISO 6579-1:2017 | CFU / Plate |  |  | *
373 | 2025-06-03 | External | Microbiology - Environment | Estimated Shigella | ISO 9308-1 | CFU / Plate |  |  | *
374 | 2025-06-03 | External | Microbiology - Environment | Estimated Staphylococcus aureus | ISO 6888-1 | CFU / Plate |  |  | *
375 | 2025-06-03 | External | Microbiology - Environment | Estimated Thermotolerant Coliforms | ISO 9308-1 | CFU / Plate |  |  | *
376 | 2025-06-03 | External | Microbiology - Environment | TPC/ TBC/ MPN/ VCC | PS 5336-2021 (App E1) | CFU / Plate |  |  | *
377 | 2025-06-03 | External | Microbiology - Environment | YM - Estimated Mold | ISO 18416 | CFU / Plate |  |  | *
378 | 2025-06-03 | External | Microbiology - Environment | YM - Estimated Yeast | ISO 18416 | CFU / Plate |  |  | *
379 | 2025-06-03 | External | Microbiology - Environment | YM Package - Estimated Yeast and Mold | ISO 18416 | Package |  |  | *
380 | 2025-06-03 | External | Microbiology - Swab | Aerobic Plate Count | PS 5336-2021 (App E1) | CFU / sq cm |  |  | *
381 | 2025-06-03 | External | Microbiology - Swab | Estimaged Fecal Streptococci | ISO 7899-2 | CFU / sq cm |  |  | *
382 | 2025-06-03 | External | Microbiology - Swab | Estimated Bacillus cereus | ISO 7932:2004/ ISO 21871:2006 | CFU / sq cm |  |  | *
383 | 2025-06-03 | External | Microbiology - Swab | Estimated Clostridium perfringens | ISO 15213-2 | CFU / sq cm |  |  | *
384 | 2025-06-03 | External | Microbiology - Swab | Estimated Coliforms | ISO 9308-1: 2014 | CFU / sq cm |  |  | *
385 | 2025-06-03 | External | Microbiology - Swab | Estimated Compylobactor | ISO 10272-1 | CFU / sq cm |  |  | *
386 | 2025-06-03 | External | Microbiology - Swab | Estimated E. coli | ISO 9308-1:2000 | CFU / sq cm |  |  | *
387 | 2025-06-03 | External | Microbiology - Swab | Estimated Enterobacteriace | ISO 9308-1 | CFU / sq cm |  |  | *
388 | 2025-06-03 | External | Microbiology - Swab | Estimated Fecal Coliforms | ISO 9308-1: 2014 | CFU / sq cm |  |  | *
389 | 2025-06-03 | External | Microbiology - Swab | Estimated Lesiteria | ISO 11290-1,2 | CFU / sq cm |  |  | *
390 | 2025-06-03 | External | Microbiology - Swab | Estimated Pseudomonas aeroginosa | ISO 16266 | CFU / sq cm |  |  | *
391 | 2025-06-03 | External | Microbiology - Swab | Estimated Salmonella | ISO 6579-1:2017 | CFU / sq cm |  |  | *
392 | 2025-06-03 | External | Microbiology - Swab | Estimated Shigella | ISO 9308-1 | CFU / sq cm |  |  | *
393 | 2025-06-03 | External | Microbiology - Swab | Estimated Staphylococcus aureus | ISO 6888-1 | CFU / sq cm |  |  | *
394 | 2025-06-03 | External | Microbiology - Swab | Estimated Thermotolerant Coliforms | ISO 9308-1 | CFU / sq cm |  |  | *
395 | 2025-06-03 | External | Microbiology - Swab | TPC/ TBC/ MPN/ VCC | PS 5336-2021 (App E1) | CFU / sq cm |  |  | *
396 | 2025-06-03 | External | Microbiology - Swab | YM - Estimated Mold | ISO 18416 | CFU / sq cm |  |  | *
397 | 2025-06-03 | External | Microbiology - Swab | YM - Estimated Yeast | ISO 18416 | CFU / sq cm |  |  | *
398 | 2025-06-03 | External | Microbiology - Swab | YM Package - Estimated Yeast and Mold | Package | Package |  |  | *
399 | 2025-01-22 | BECS | Minerals | Carbon | AOAC 967.05 | % |  |  | *
400 | 2025-04-22 | BECS | Minerals | Copper | AOAC 965.09 | % |  |  | *
401 | 2025-01-22 | BECS | Minerals | Humic Acid | ISO 19822:2018 | % |  |  | *
402 | 2025-04-22 | BECS | Minerals | Iron | AOAC 965.09 | % |  |  | *
403 | 2025-04-08 | BECS | Minerals | Manganese | AOAC 965.09 | % |  |  | *
404 | 2025-01-22 | BECS | Minerals | Moisture |  | % |  |  | *
405 | 2025-04-10 | BECS | Minerals | P2O5 - Acid Soluble | PS 5295-2017 (2nd Rev) | % |  |  | *
406 | 2025-04-10 | BECS | Minerals | Particle Size -25 Mesh |  | % |  |  | *
407 | 2025-03-23 | BECS | Minerals | Particle Size +4 Mesh |  | % |  |  | *
408 | 2025-04-10 | BECS | Minerals | pH | AOAC 973.41 | - |  |  | *
409 | 2026-03-25 | BECS | Packaging | Barium | AOAC 999.10 | mg/kg |  |  | *
410 | 2026-03-25 | BECS | Packaging | Copper | AOAC 999.10 | mg/kg |  |  | *
411 | 2026-04-23 | BECS | Packaging | IM - Simulant A | EN 1186-3:2002 | mg/dm2
412 | 2026-04-23 | BECS | Packaging | IM - Simulant C | EN 1186-3:2002 | mg/dm2
413 | 2026-04-23 | BECS | Packaging | IM Package - Ink Migration | Package | Package |  |  | *
414 | 2026-03-25 | BECS | Packaging | Iron | AOAC 999.10 | mg/kg |  |  | *
415 | 2026-03-25 | BECS | Packaging | Lithium | AOAC 999.10 | mg/kg |  |  | *
416 | 2026-03-25 | BECS | Packaging | Manganese | AOAC 999.10 | mg/kg |  |  | *
417 | 2026-04-23 | BECS | Packaging | OM - Simulant A | EN 1186-3:2002 | mg/dm2 |  |  | *
418 | 2026-05-19 | BECS | Packaging | OM - Simulant B | EN 1186-3:2002 | mg/dm2 |  |  | *
419 | 2026-04-23 | BECS | Packaging | OM - Simulant C | EN 1186-3:2002 | mg/dm2 |  |  | *
420 | 2026-05-19 | BECS | Packaging | OM - Simulant D | EN 1186-3:2002 | mg/dm2 |  |  | *
421 | 2026-01-26 | External | Packaging | OM Package - Overall Migration | Package | Package |  |  | *
422 | 2026-03-25 | BECS | Packaging | Zinc | AOAC 999.10 | mg/kg |  |  | *
423 | 2026-03-12 | BECS | Plant | Nitrogen | AOAC 978.04 | % |  |  | *
424 | 2026-03-12 | BECS | Plant | Phosphorous | AOAC 965.17 | ppm |  |  | *
425 | 2026-03-12 | BECS | Plant | Potassium | AOAC 955.04 | % |  |  | *
426 | 2025-03-23 | BECS | Soil | Available Calcium | ICARDA Methods of soil, plant and water analysis |  |  |  | *
427 | 2025-05-29 | BECS | Soil | Bulk Density | ISO 697.1981 | Kg/m3 |  |  | *
428 | 2025-03-23 | BECS | Soil | C/N Ratio | Walkley, A. (1947.) or AOAC 955.04 | - |  |  | *
429 | 2025-03-23 | BECS | Soil | Cation Exchange Capacity | ICARDA Methods of soil, plant and water analysis | % |  |  | *
430 | 2025-03-23 | BECS | Soil | Chlorides | ICARDA Methods of soil, plant and water analysis | % |  |  | *
431 | 2025-03-23 | BECS | Soil | EC | USDA Handbook 60 or ISO 11265:1994 | dS/m |  |  | *
432 | 2025-03-23 | BECS | Soil | Iron | AOAC 965.09 | ppm |  |  | *
433 | 2025-08-08 | BECS | Soil | Nitrogen - Total | AOAC 955.04 | % |  |  | *
434 | 2025-03-23 | BECS | Soil | Organic Matter | Walkley, A. 1947. | % |  |  | *
435 | 2025-03-23 | BECS | Soil | P2O5 | Olsen Method | ppm |  |  | *
436 | 2025-03-23 | BECS | Soil | pH | Schofield, & Taylor (1955). 19, 164–167. | - |  |  | *
437 | 2025-03-23 | BECS | Soil | Potassium | USDA Handbook 60 | ppm |  |  | *
438 | 2025-08-19 | BECS | Soil | Sodium Adsorption Ratio | USDA Handbook 60 | - |  |  | *
439 | 2025-08-19 | BECS | Soil | Soil Texture | Hydrometer Method | - |  |  | *
440 | 2025-03-23 | BECS | Soil | Total Calcium | ICARDA Methods of soil, plant and water analysis | ppm |  |  | *
441 | 2025-03-23 | BECS | Soil | Zinc | AOAC 965.09 | ppm |  |  | *
442 | 2025-12-24 | BECS | Utilities - Compressed Air | Oil Content | ISO 8573-1:2010 - Class 3 | mg / m3 |  |  | *
443 | 2025-12-24 | BECS | Utilities - Compressed Air | Particulate Matter | Particle Counter | μm |  |  | *
444 | 2025-03-23 | BECS | Waste Water/Sludge | Arsenic | APHA 3111B:2017 | mg/L |  |  | *
445 | 2026-01-05 | BECS | Waste Water/Sludge | BOD | APHA 5210 B | mg / L |  |  | *
446 | 2025-03-23 | BECS | Waste Water/Sludge | Cadmium | APHA 3111B:2017 | mg/L |  |  | *
447 | 2025-03-23 | BECS | Waste Water/Sludge | Calcium | APHA 3500ca-B:2017 | mg/L |  |  | *
448 | 2025-03-23 | BECS | Waste Water/Sludge | Chlorides | APHA 4500- Cl-B:2017 | mg/L |  |  | *
449 | 2025-03-23 | BECS | Waste Water/Sludge | COD | APHA 5220 B:2017 | mg/L |  |  | *
450 | 2025-03-23 | BECS | Waste Water/Sludge | Copper | APHA 3111B:2017 | mg/L |  |  | *
451 | 2025-03-23 | BECS | Waste Water/Sludge | EC | APHA 2510-B:2017 | μS/cm |  |  | *
452 | 2025-03-23 | BECS | Waste Water/Sludge | Hardness | APHA 2340C | mg/L as CaCO3 |  |  | *
453 | 2025-03-23 | BECS | Waste Water/Sludge | Iron | APHA 3111B:2017 | mg/L |  |  | *
454 | 2025-03-23 | BECS | Waste Water/Sludge | Lead | APHA 3111B:2017 | mg/L |  |  | *
455 | 2025-03-23 | BECS | Waste Water/Sludge | Magnesium | APHA 3500mg-B:2017 | mg/L |  |  | *
456 | 2025-03-23 | BECS | Waste Water/Sludge | Manganese | APHA 3111B:2017 | mg/L |  |  | *
457 | 2025-03-23 | BECS | Waste Water/Sludge | Nickel | APHA 3111B:2017 | mg/L |  |  | *
458 | 2025-03-23 | BECS | Waste Water/Sludge | pH | EPA 150.1 | - |  |  | *
459 | 2025-03-23 | BECS | Waste Water/Sludge | Potassium | APHA 3111B:2017 | mg/L |  |  | *
460 | 2025-03-23 | BECS | Waste Water/Sludge | Sodium | APHA 3111B:2017 | mg/L |  |  | *
461 | 2025-03-23 | BECS | Waste Water/Sludge | Sulphates | APHA 4500-SO4-C:2017 | mg/L |  |  | *
462 | 2025-03-23 | BECS | Waste Water/Sludge | TDS | APHA 2540-C:2017 | mg/L |  |  | *
463 | 2025-03-23 | BECS | Waste Water/Sludge | TS | APHA 2540-B:2017 | mg/L |  |  | *
464 | 2025-03-23 | BECS | Waste Water/Sludge | TSS | APHA 2540-D:2017 | mg/L |  |  | *
465 | 2025-03-23 | BECS | Waste Water/Sludge | Zinc | APHA 3111B:2017 | mg/L |  |  | *
466 | 2025-07-21 | BECS | Water - Drinking | Alkalinity | APHA 2320 | mg/L |  |  | *
467 | 2026-01-12 | BECS | Water - Drinking | Aluminum | APHA 3500 | mg / L |  |  | *
468 | 2025-07-21 | BECS | Water - Drinking | Ammonia - Total | APHA 4500 NH3-D | mg/L |  |  | *
469 | 2025-07-21 | BECS | Water - Drinking | Ammonia - Unionized | Calculations Based on APHA 4500 NH3-D | mg/L |  |  | *
470 | 2025-04-22 | BECS | Water - Drinking | Arsenic | APHA 3111B:2017 | mg/L |  |  | *
471 | 2026-01-12 | External | Water - Drinking | BOD | APHA 5210 B | mg / L |  |  | *
472 | 2025-04-22 | BECS | Water - Drinking | Cadmium | APHA 3111B:2017 | mg/L |  |  | *
473 | 2025-04-22 | BECS | Water - Drinking | Calcium | APHA 3500ca-B:2017 | mg/L |  |  | *
474 | 2025-04-22 | BECS | Water - Drinking | Chlorides | APHA 4500- Cl-B:2017 | mg/L |  |  | *
475 | 2026-01-12 | BECS | Water - Drinking | Chromium | APHA 3503 | mg / L |  |  | *
476 | 2026-01-12 | BECS | Water - Drinking | Cobalt | APHA 3501 | mg / L |  |  | *
477 | 2026-01-12 | BECS | Water - Drinking | COD | APHA 5220 | mg / L |  |  | *
478 | 2025-04-22 | BECS | Water - Drinking | Copper | APHA 3111B:2017 | mg/L |  |  | *
479 | 2025-04-22 | BECS | Water - Drinking | EC | APHA 2510-B:2017 | μS/cm |  |  | *
480 | 2025-04-22 | BECS | Water - Drinking | Hardness | APHA 2340C | mg/L as CaCO3 |  |  | *
481 | 2026-01-05 | BECS | Water - Drinking | Hardness - Calcium | APHA 2340C | mg/L as CaCO3 |  |  | *
482 | 2025-04-22 | BECS | Water - Drinking | Iron | APHA 3111B:2017 | mg/L |  |  | *
483 | 2025-04-22 | BECS | Water - Drinking | Lead | APHA 3111B:2017 | mg/L |  |  | *
484 | 2025-04-22 | BECS | Water - Drinking | Magnesium | APHA 3500mg-B:2017 | mg/L |  |  | *
485 | 2025-04-22 | BECS | Water - Drinking | Manganese | APHA 3111B:2017 | mg/L |  |  | *
486 | 2026-01-05 | BECS | Water - Drinking | Mercury | APHA 3500 | mg/L |  |  | *
487 | 2025-04-22 | BECS | Water - Drinking | Nickel | APHA 3111B:2017 | mg/L |  |  | *
488 | 2026-01-12 | BECS | Water - Drinking | Nickle | APHA 3502 | mg / L |  |  | *
489 | 2025-08-21 | BECS | Water - Drinking | Nitrate | APHA 4500-NO3-E | mg/L |  |  | *
490 | 2026-01-05 | BECS | Water - Drinking | Nitrite | APHA 4500-NO2-E | mg/L |  |  | *
491 | 2025-04-22 | BECS | Water - Drinking | pH | APHA 4500 H+ - B: 2017 | - |  |  | *
492 | 2025-04-22 | BECS | Water - Drinking | Potassium | APHA 3111B:2017 | mg/L |  |  | *
493 | 2025-08-21 | BECS | Water - Drinking | PT - Colour |  | - |  |  | *
494 | 2025-08-21 | BECS | Water - Drinking | PT - Odor |  | - |  |  | *
495 | 2025-08-21 | BECS | Water - Drinking | PT - Taste |  | - |  |  | *
496 | 2025-08-21 | BECS | Water - Drinking | PT Package - Physical Testing |  | Package |  |  | *
497 | 2025-07-21 | BECS | Water - Drinking | Salinity | Calculations Based on APHA 2510 | ppt |  |  | *
498 | 2025-04-22 | BECS | Water - Drinking | Sodium | APHA 3111B:2017 | mg/L |  |  | *
499 | 2025-04-22 | BECS | Water - Drinking | Sulphates | APHA 4500-SO4-C:2017 | mg/L |  |  | *
500 | 2025-04-22 | BECS | Water - Drinking | TDS | APHA 2540-C:2017 | mg/L |  |  | *
501 | 2025-04-22 | BECS | Water - Drinking | TS | APHA 2540-B:2017 | mg/L |  |  | *
502 | 2025-04-22 | BECS | Water - Drinking | TSS | APHA 2540-D:2017 | mg/L |  |  | *
503 | 2025-04-22 | BECS | Water - Drinking | Zinc | APHA 3111B:2017 | mg/L |  |  | *
504 | 2025-08-28 | BECS | Water - Drinking - Package | Alkalinity | APHA 2320 | mg/L |  |  | *
505 | 2025-08-28 | BECS | Water - Drinking - Package | Ammonia - Total | APHA 4500 NH3-D | mg/L |  |  | *
506 | 2025-08-28 | BECS | Water - Drinking - Package | Arsenic | APHA 3111B:2017 | mg/L |  |  | *
507 | 2025-08-28 | BECS | Water - Drinking - Package | Cadmium | APHA 3111B:2017 | mg/L |  |  | *
508 | 2025-08-28 | BECS | Water - Drinking - Package | Calcium | APHA 3500ca-B:2017 | mg/L |  |  | *
509 | 2025-08-28 | BECS | Water - Drinking - Package | Chlorides | APHA 4500- Cl-B:2017 | mg/L |  |  | *
510 | 2025-08-28 | BECS | Water - Drinking - Package | Colour |  | - |  |  | *
511 | 2025-08-28 | BECS | Water - Drinking - Package | Copper | APHA 3111B:2017 | mg/L |  |  | *
512 | 2025-08-28 | BECS | Water - Drinking - Package | EC | APHA 2510-B:2017 | μS/cm |  |  | *
513 | 2025-08-28 | BECS | Water - Drinking - Package | Hardness | APHA 2340C | mg/L as CaCO3 |  |  | *
514 | 2025-08-28 | BECS | Water - Drinking - Package | Iron | APHA 3111B:2017 | mg/L |  |  | *
515 | 2025-08-28 | BECS | Water - Drinking - Package | Lead | APHA 3111B:2017 | mg/L |  |  | *
516 | 2025-08-28 | BECS | Water - Drinking - Package | Magnesium | APHA 3500mg-B:2017 | mg/L |  |  | *
517 | 2025-08-28 | BECS | Water - Drinking - Package | Manganese | APHA 3111B:2017 | mg/L |  |  | *
518 | 2025-08-28 | BECS | Water - Drinking - Package | Nitrate | APHA 4500-NO3-E | mg/L |  |  | *
519 | 2025-08-28 | BECS | Water - Drinking - Package | Odor |  | - |  |  | *
520 | 2025-08-28 | BECS | Water - Drinking - Package | pH | APHA 4500 H+ - B: 2017 | - |  |  | *
521 | 2025-08-28 | BECS | Water - Drinking - Package | Potassium | APHA 3111B:2017 | mg/L |  |  | *
522 | 2025-08-28 | BECS | Water - Drinking - Package | Salinity | Calculations Based on APHA 2510 | ppt |  |  | *
523 | 2025-08-28 | BECS | Water - Drinking - Package | Sodium | APHA 3111B:2017 | mg/L |  |  | *
524 | 2025-08-28 | BECS | Water - Drinking - Package | Sulphates | APHA 4500-SO4-C:2017 | mg/L |  |  | *
525 | 2025-08-28 | BECS | Water - Drinking - Package | Taste |  | - |  |  | *
526 | 2025-08-28 | BECS | Water - Drinking - Package | TDS | APHA 2540-C:2017 | mg/L |  |  | *
527 | 2025-08-28 | BECS | Water - Drinking - Package | TS | APHA 2540-B:2017 | mg/L |  |  | *
528 | 2025-08-28 | BECS | Water - Drinking - Package | TSS | APHA 2540-D:2017 | mg/L |  |  | *
529 | 2025-08-28 | BECS | Water - Drinking - Package | Water Drinking Package | Package | Package |  |  | *
530 | 2025-08-28 | BECS | Water - Drinking - Package | Zinc | APHA 3111B:2017 | mg/L |  |  | *
531 | 2025-03-23 | BECS | Water - Irrigation | Arsenic | AOAC 965.17 | ppm |  |  | *
532 | 2025-03-23 | BECS | Water - Irrigation | Bi Carbonates | USDA Handbook 60 | ppm |  |  | *
533 | 2025-03-23 | BECS | Water - Irrigation | Cadmium | AOAC 965.13 | ppm |  |  | *
534 | 2025-03-23 | BECS | Water - Irrigation | Calcium | USDA Handbook 60 | ppm |  |  | *
535 | 2025-03-23 | BECS | Water - Irrigation | Carbonates | USDA Handbook 60 | ppm |  |  | *
536 | 2025-03-23 | BECS | Water - Irrigation | Chlorides | USDA Handbook 60 | ppm |  |  | *
537 | 2025-03-23 | BECS | Water - Irrigation | Copper | AOAC 965.11 | ppm |  |  | *
538 | 2025-03-23 | BECS | Water - Irrigation | EC | USDA Handbook 60 | μS/cm |  |  | *
539 | 2025-03-23 | BECS | Water - Irrigation | Iron | AOAC 965.10 | ppm |  |  | *
540 | 2025-03-23 | BECS | Water - Irrigation | Lead | AOAC 965.14 | ppm |  |  | *
541 | 2025-03-23 | BECS | Water - Irrigation | Magnesium | AOAC 965.16 | ppm |  |  | *
542 | 2025-03-23 | BECS | Water - Irrigation | Manganese | AOAC 965.15 | ppm |  |  | *
543 | 2025-03-23 | BECS | Water - Irrigation | Nickel | AOAC 965.12 | ppm |  |  | *
544 | 2025-03-23 | BECS | Water - Irrigation | pH | APHA 4500 H+ - B: (2017) | - |  |  | *
545 | 2025-03-23 | BECS | Water - Irrigation | Potassium | USDA Handbook 60 | ppm |  |  | *
546 | 2025-08-19 | BECS | Water - Irrigation | Residual Sodium Carbonate | USDA Handbook 60 | ppm |  |  | *
547 | 2025-03-23 | BECS | Water - Irrigation | Sodium | USDA Handbook 60 | ppm |  |  | *
548 | 2025-08-19 | BECS | Water - Irrigation | Sodium Adsorption Ratio | USDA Handbook 60 | ppm |  |  | *
549 | 2025-03-23 | BECS | Water - Irrigation | Sulphates | Verma, B C (1977) | ppm |  |  | *
550 | 2025-03-23 | BECS | Water - Irrigation | Zinc | AOAC 965.09 | ppm |  |  | *
551 | 2026-06-15 | BECS | Fertilizer - Solid | Fulvic Acid | ISO 19822:2018 | % |  |  | *
552 | 2026-06-15 | BECS | Fertilizer - Solid | Amino Acid | AOAC 955.04 | % |  |  | *
553 | 2026-06-17 | External | Food - Rice | Package - Pesticide
554 | 2026-06-17 | External | Food - Rice | Pesticide - Tricyclazole |  | mg/kg
555 | 2026-06-17 | External | Food - Rice | Pesticide - Chlorpyrifos-methyl |  | mg/kg
556 | 2026-06-17 | External | Food - Rice | Pesticide - Thiamethoxam |  | mg/kg
557 | 2026-06-17 | External | Food - Rice | Pesticide - Buprofezin |  | mg/kg
558 | 2026-06-17 | External | Food - Rice | Pesticide - Triazophos |  | mg/kg
559 | 2026-06-17 | External | Food - Rice | Pesticide - Acephate |  | mg/kg
560 | 2026-06-17 | External | Food - Rice | Pesticide - Hexaconazole |  | mg/kg
561 | 2026-06-17 | External | Food - Rice | Pesticide - Isoprothiolane |  | mg/kg
562 | 2026-06-17 | External | Food - Rice | Pesticide - Carbofuran |  | mg/kg
563 | 2026-06-17 | External | Food - Rice | Pesticide - Phorate |  | mg/kg
564 | 2026-06-17 | External | Food - Rice | Pesticide - Monocrotophos |  | mg/kg

## Test New
BECS - Registered Test Methods | [5 empty] | Source : BECS DB - Test
Test Parameters Reference | [5 empty] | Test Method Reference |  | Price Factor | Standard Limits |  | Steric
Sr # | Reg Date | Lab | Matrix | Parameter | Std Ref | Analytical Method | Unit |  | Lower | Upper | NA
1 | 2026-01-05 | BECS | Food - Flour | Added Startch |  | AACC-38.12.02 | g/100g |  |  |  | *
2 | 2026-01-05 | BECS | Food - Flour | Dry Gluten |  | AACC-38.12.02 | g/100g |  |  |  | *
3 | 2026-01-05 | BECS | Food - Flour | Wet Gluten |  | AACC-38.12.02 | g/100g |  |  |  | *
4 | 2025-03-21 | BECS | Food - Rice | Protien |  | AOAC | mg / 52 g |  |  |  | *
5 | 2025-03-21 | External | Food - Rice | Total Fat |  | AOAC | % / wt |  |  |  | *
6 | 2025-03-21 | External | Food - Rice | Total Sugar |  | AOAC | % / wt |  |  |  | *
7 | 2025-03-21 | External | Food - Rice | Vitamin A |  | AOAC | mg / Kg |  |  |  | *
8 | 2025-09-23 | External | Food and Feed | Vitamin - A |  | AOAC 2001.13 | mg / Kg |  |  |  | *
9 | 2026-01-29 | External | Feed - Silage | Neutral Detergent Fiber |  | AOAC 2002.04 | % |  |  |  | *
10 | 2025-09-16 | BECS | Food and Feed | Total Fat |  | AOAC 2003.05 | g / 100 g |  |  |  | *
11 | 2025-05-02 | External | Food - Engergy Bar | Total Fat |  | AOAC 2003.05 | g / 100 g |  |  |  | *
12 | 2025-05-29 | External | Food - Honey | Crude Fat |  | AOAC 2003.05 | g / 100 g |  |  |  | *
13 | 2025-03-13 | BECS | Fertilizer - Solid | Water Solubility |  | AOAC 2003.14 | % |  |  |  | *
14 | 2025-08-26 | BECS | Food - Pesticide | Azoxystrobin |  | AOAC 2007.01 | mg/kg |  |  |  | *
15 | 2025-08-26 | BECS | Food - Pesticide | Carbaryl |  | AOAC 2007.01 | mg/kg |  |  |  | *
16 | 2025-08-26 | BECS | Food - Pesticide | Chlorypyrfos |  | AOAC 2007.01 | mg/kg |  |  |  | *
17 | 2025-08-26 | BECS | Food - Pesticide | Pendimethalin |  | AOAC 2007.01 | mg/kg |  |  |  | *
18 | 2025-08-26 | BECS | Food - Pesticide | Pesticide - Package |  | AOAC 2007.01 | Package |  |  |  | *
19 | 2025-08-26 | BECS | Food - Pesticide | Tefluthrin |  | AOAC 2007.01 | mg/kg |  |  |  | *
20 | 2025-09-16 | BECS | Food and Feed | Fat - Saturated |  | AOAC 2012.13 | g / 100 g |  |  |  | *
21 | 2025-09-16 | BECS | Food and Feed | Fat - Unsaturated |  | AOAC 2012.13 | g / 100 g |  |  |  | *
22 | 2025-05-02 | External | Food - Engergy Bar | Saturated Fat |  | AOAC 2012.13 | g / 100 g |  |  |  | *
23 | 2025-05-02 | External | Food - Engergy Bar | Saturated Fat |  | AOAC 2012.13 | g / 100 g |  |  |  | *
24 | 2025-03-21 | External | Food - Rice | Cholestrol |  | AOAC 2012.13 | mg / 100 g |  |  |  | *
25 | 2025-03-21 | External | Food - Rice | Saturated Fat |  | AOAC 2012.13 | g / 100 g |  |  |  | *
26 | 2025-03-21 | External | Food - Rice | Trans Fat |  | AOAC 2012.13 | g / 100 g |  |  |  | *
27 | 2025-09-23 | External | Food and Feed | Fat - Cholestrol |  | AOAC 2012.13 | g / 100 g |  |  |  | *
28 | 2025-09-23 | External | Food and Feed | Fat - Trans |  | AOAC 2012.13 | g / 100 g |  |  |  | *
29 | 2025-03-21 | BECS | Food - Rice | Iron |  | AOAC 211.14 (AAS) | mg / 52 g |  |  |  | *
30 | 2025-03-21 | BECS | Food - Rice | Calcium |  | AOAC 211.14 (Flame Photometer) | mg / 52 g |  |  |  | *
31 | 2025-03-21 | BECS | Food - Rice | Sodium |  | AOAC 211.14 (Flame Photometer) | mg / 52 g |  |  |  | *
32 | 2025-03-04 | BECS | Fertilizer - Liquid | Nitrogen - Ureic | AOAC | AOAC 892.01 | % |  |  |  | *
33 | 2025-07-25 | BECS | Fertilizer - Liquid | Nitrogen - Ureic | AOAC | AOAC 892.01 | % |  |  |  | *
34 | 2025-03-23 | BECS | Fertilizer - Solid | Nitrogen - Ureic |  | AOAC 892.01 | % |  |  |  | *
35 | 2025-11-04 | BECS | Food and Feed | Total Soluble Solids -TSS |  | AOAC 920.151 | % |  |  |  | *
36 | 2025-09-16 | BECS | Food and Feed | Crude Fat |  | AOAC 920.39 | g / 100 g |  |  |  | *
37 | 2025-05-02 | External | Food - Engergy Bar | Crude Fat |  | AOAC 920.39 | g / 100 g |  |  |  | *
38 | 2026-01-05 | BECS | Food - Flour | Crude Protien |  | AOAC 920.87 | g/100g |  |  |  | *
39 | 2025-09-16 | BECS | Food and Feed | Crude Protein |  | AOAC 920.87 | g / 100 g |  |  |  | *
40 | 2025-05-02 | External | Food - Engergy Bar | Crude Protein |  | AOAC 920.87 | g / 100 g |  |  |  | *
41 | 2025-05-29 | External | Food - Honey | Crude Protien |  | AOAC 920.87 | g / 100 g |  |  |  | *
42 | 2026-01-05 | BECS | Food - Flour | Ash |  | AOAC 923.03 | % |  |  |  | *
43 | 2025-12-09 | BECS | Food - Shilajeet | Ash |  | AOAC 923.03 | % |  |  |  | *
44 | 2025-09-16 | BECS | Food and Feed | Ash |  | AOAC 923.03 | % |  |  |  | *
45 | 2025-09-16 | BECS | Food and Feed | Total Ash |  | AOAC 923.03 | % |  |  |  | *
46 | 2026-01-05 | BECS | Food - Flour | Moisture |  | AOAC 925.10 | % |  |  |  | *
47 | 2025-04-07 | BECS | Food - Rice | Moisture |  | AOAC 925.10 | % / wt |  |  |  | *
48 | 2025-07-28 | BECS | Food - Tea | Moisture |  | AOAC 925.10 | % |  |  |  | *
49 | 2025-09-16 | BECS | Food and Feed | Moisture |  | AOAC 925.10 | % / wt |  |  |  | *
50 | 2025-03-12 | BECS | Fertilizer - Solid | Moisture | AOAC | AOAC 925.10 or ASTM 534 E | % |  |  |  | *
51 | 2025-11-05 | BECS | Food - Shilajeet | Moisture |  | AOAC 925.10 or ASTM 534 E | % |  |  |  | *
52 | 2026-01-29 | BECS | Feed - Silage | Dry Matter | AOAC | AOAC 930.15 | % |  |  |  | *
53 | 2026-01-29 | BECS | Food and Feed | LOD - Loss on Drying |  | AOAC 930.15 | % |  |  |  | *
54 | 2025-07-03 | BECS | Food - Rice | Arsenic |  | AOAC 930.34 | ppm |  |  |  | *
55 | 2025-03-23 | BECS | Food - Salts | Arsenic |  | AOAC 930.34 | mg / Kg |  |  |  | *
56 | 2025-03-23 | BECS | Food - Salts | Cadmium |  | AOAC 930.34 | mg / Kg |  |  |  | *
57 | 2025-03-23 | BECS | Food - Salts | Lead |  | AOAC 930.34 | mg / Kg |  |  |  | *
58 | 2025-03-23 | BECS | Food - Salts | Nickle |  | AOAC 930.34 | mg / Kg |  |  |  | *
59 | 2025-05-08 | BECS | Food - Shilajeet | Arsenic |  | AOAC 930.34 | ppm |  |  |  | *
60 | 2025-05-08 | BECS | Food - Shilajeet | Cadmium |  | AOAC 930.34 | ppm |  |  |  | *
61 | 2025-08-26 | BECS | Food - Tea | Arsenic |  | AOAC 930.34 | ppm |  |  |  | *
62 | 2025-09-16 | BECS | Food and Feed | Arsenic |  | AOAC 930.34 | mg / Kg |  |  |  | *
63 | 2025-09-16 | BECS | Food and Feed | Cadmium |  | AOAC 930.34 | mg / Kg |  |  |  | *
64 | 2025-09-16 | BECS | Food and Feed | Lead |  | AOAC 930.34 | mg / Kg |  |  |  | *
65 | 2025-09-16 | BECS | Food and Feed | Nickle |  | AOAC 930.34 | mg / Kg |  |  |  | *
66 | 2025-05-08 | External | Food - Shilajeet | Mercury |  | AOAC 930.34 | ppm |  |  |  | *
67 | 2025-09-16 | BECS | Food and Feed | Total Sugar |  | AOAC 930.44 | g / 100 g |  |  |  | *
68 | 2025-05-02 | External | Food - Engergy Bar | Total Sugar |  | AOAC 930.44 | g / 100 g |  |  |  | *
69 | 2025-05-29 | External | Food - Honey | Added Sugar (as Non reducing) |  | AOAC 930.44 | g / 100 g |  |  |  | *
70 | 2025-04-08 | BECS | Food - Salts | Iodine |  | AOAC 935.14 | mg / Kg |  |  |  | *
71 | 2025-06-03 | BECS | Food - Salts | Potassium Iodate |  | AOAC 935.14 | mg / Kg |  |  |  | *
72 | 2025-09-30 | BECS | Food - Salts | Chlorides |  | AOAC 937.09 | % |  |  |  | *
73 | 2026-01-29 | BECS | Feed - Silage | NPN - Non Protien Nitrogen | AOAC | AOAC 941.04 | % |  |  |  | *
74 | 2025-03-23 | BECS | Food - Salts | Acid Insoluble |  | AOAC 942.05 | % |  |  |  | *
75 | 2025-03-23 | BECS | Food - Salts | Acid insoluble Ash |  | AOAC 942.05 | % |  |  |  | *
76 | 2025-07-28 | BECS | Food - Tea | Acid Insolluble Ash |  | AOAC 942.05 | % |  |  |  | *
77 | 2026-03-12 | BECS | Food and Feed | Ash - Soluble |  | AOAC 942.05 | g/100g |  |  |  | *
78 | 2026-03-12 | BECS | Food and Feed | Ash - Insoluble |  | AOAC 942.05 | g/100g |  |  |  | *
79 | 2025-03-04 | BECS | Fertilizer - Liquid | Amino Acid | AOAC | AOAC 955.04 | % |  |  |  | *
80 | 2025-02-17 | BECS | Fertilizer - Liquid | Nitrogen - Total | AOAC | AOAC 955.04 | % w/w
81 | 2025-03-04 | BECS | Fertilizer - Liquid | Nitrogen - Total | AOAC | AOAC 955.04 | % w/w
82 | 2025-03-23 | BECS | Fertilizer - Solid | Nitrogen - Total |  | AOAC 955.04 | %
83 | 2026-03-12 | BECS | Plant | Potassium |  | AOAC 955.04 | % |  |  |  | *
84 | 2025-08-08 | BECS | Soil | Nitrogen - Total |  | AOAC 955.04 | % |  |  |  | *
85 | 2025-04-22 | BECS | Fertilizer - Liquid | P2O5 - Water Extractable | AOAC | AOAC 958.01 | % |  |  |  | *
86 | 2025-03-23 | BECS | Fertilizer - Solid | P2O5 - Water Extractable |  | AOAC 958.01 | % |  |  |  | *
87 | 2025-05-02 | External | Food - Engergy Bar | Crude Fiber |  | AOAC 962.09 | g / 100 g |  |  |  | *
88 | 2025-09-16 | BECS | Food and Feed | Crude Fiber |  | AOAC 962.09:1971 (2010) | g / 100 g |  |  |  | *
89 | 2025-08-26 | BECS | Fertilizer - Liquid | Chelated Zinc | AOAC | AOAC 965.09 | % |  |  |  | *
90 | 2025-12-29 | BECS | Fertilizer - Liquid | Magnesium | AOAC | AOAC 965.09 | % |  |  |  | *
91 | 2025-04-22 | BECS | Fertilizer - Liquid | Zinc - Available | AOAC | AOAC 965.09 | %
92 | 2025-03-23 | BECS | Fertilizer - Solid | Copper - Available | AOAC | AOAC 965.09 | % |  |  |  | *
93 | 2025-03-23 | BECS | Fertilizer - Solid | Iron - Available | AOAC | AOAC 965.09 | % |  |  |  | *
94 | 2025-02-19 | BECS | Fertilizer - Solid | Iron - Total | AOAC | AOAC 965.09 | % |  |  |  | *
95 | 2025-03-23 | BECS | Fertilizer - Solid | Magnesium - Available | AOAC | AOAC 965.09 | % |  |  |  | *
96 | 2025-03-23 | BECS | Fertilizer - Solid | Manganese - Available | AOAC | AOAC 965.09 | % |  |  |  | *
97 | 2025-07-30 | BECS | Fertilizer - Solid | Zinc - Available |  | AOAC 965.09 | %
98 | 2025-03-23 | BECS | Fertilizer - Solid | Zinc - Chelated |  | AOAC 965.09 | % |  |  |  | *
99 | 2025-03-12 | BECS | Fertilizer - Solid | Zinc - Total |  | AOAC 965.09 | %
100 | 2025-04-22 | BECS | Food - Salts | Copper |  | AOAC 965.09 | mg / Kg |  |  |  | *
101 | 2025-09-16 | BECS | Food and Feed | Chromium |  | AOAC 965.09 | mg / Kg |  |  |  | *
102 | 2025-09-16 | BECS | Food and Feed | Copper |  | AOAC 965.09 | mg / Kg |  |  |  | *
103 | 2025-09-16 | BECS | Food and Feed | Mercury |  | AOAC 965.09 | mg / Kg |  |  |  | *
104 | 2025-04-22 | BECS | Minerals | Copper |  | AOAC 965.09 | % |  |  |  | *
105 | 2025-04-22 | BECS | Minerals | Iron |  | AOAC 965.09 | % |  |  |  | *
106 | 2025-04-08 | BECS | Minerals | Manganese |  | AOAC 965.09 | % |  |  |  | *
107 | 2025-03-23 | BECS | Soil | Iron |  | AOAC 965.09 | ppm |  |  |  | *
108 | 2025-03-23 | BECS | Soil | Zinc |  | AOAC 965.09 | ppm |  |  |  | *
109 | 2025-03-23 | BECS | Water - Irrigation | Zinc |  | AOAC 965.09 | ppm |  |  |  | *
110 | 2025-04-22 | External | Food - Salts | Chromium |  | AOAC 965.09 | mg / Kg |  |  |  | *
111 | 2025-04-22 | External | Food - Salts | Mercury |  | AOAC 965.09 | mg / Kg |  |  |  | *
112 | 2025-03-23 | BECS | Water - Irrigation | Iron |  | AOAC 965.10 | ppm |  |  |  | *
113 | 2025-03-23 | BECS | Water - Irrigation | Copper |  | AOAC 965.11 | ppm |  |  |  | *
114 | 2025-03-23 | BECS | Water - Irrigation | Nickel |  | AOAC 965.12 | ppm |  |  |  | *
115 | 2025-07-03 | BECS | Food - Rice | Cadmium |  | AOAC 965.13 | ppm |  |  |  | *
116 | 2025-07-03 | BECS | Food - Rice | Copper |  | AOAC 965.13 | ppm |  |  |  | *
117 | 2025-07-03 | BECS | Food - Rice | Lead |  | AOAC 965.13 | ppm |  |  |  | *
118 | 2025-07-28 | BECS | Food - Tea | Cadmium |  | AOAC 965.13 | ppm |  |  |  | *
119 | 2025-03-23 | BECS | Water - Irrigation | Cadmium |  | AOAC 965.13 | ppm |  |  |  | *
120 | 2025-07-28 | BECS | Food - Tea | Lead |  | AOAC 965.14 | ppm |  |  |  | *
121 | 2025-03-23 | BECS | Water - Irrigation | Lead |  | AOAC 965.14 | ppm |  |  |  | *
122 | 2025-03-23 | BECS | Water - Irrigation | Manganese |  | AOAC 965.15 | ppm |  |  |  | *
123 | 2026-02-23 | BECS | Fertilizer - Solid | Acid Soluble Magnesium - Total |  | AOAC 965.16 | % |  |  |  | *
124 | 2025-03-23 | BECS | Water - Irrigation | Magnesium |  | AOAC 965.16 | ppm |  |  |  | *
125 | 2026-03-12 | BECS | Plant | Phosphorous |  | AOAC 965.17 | ppm |  |  |  | *
126 | 2025-03-23 | BECS | Water - Irrigation | Arsenic |  | AOAC 965.17 | ppm |  |  |  | *
127 | 2025-07-02 | BECS | Food - Oil | Peroxide Value |  | AOAC 965.33 | meq O2/Kg |  |  |  | *
128 | 2025-10-08 | BECS | Fertilizer - Liquid | Organic Matter | AOAC | AOAC 967.05 | % |  |  |  | *
129 | 2025-03-23 | BECS | Fertilizer - Solid | Organic Matter |  | AOAC 967.05 | % |  |  |  | *
130 | 2025-01-22 | BECS | Minerals | Carbon |  | AOAC 967.05 | % |  |  |  | *
131 | 2025-03-23 | BECS | Fertilizer - Solid | C/N Ratio | AOAC | AOAC 967.05 or AOAC 955.04 | - |  |  |  | *
132 | 2025-03-23 | BECS | Fertilizer - Solid | CEC - Cation Exchange Capacity | AOAC | AOAC 973.09 | meq / 100 g |  |  |  | *
133 | 2026-01-29 | BECS | Feed - Silage | pH | AOAC | AOAC 973.41 | - |  |  |  | *
134 | 2025-04-22 | BECS | Fertilizer - Liquid | pH | AOAC | AOAC 973.41 | - |  |  |  | *
135 | 2025-04-07 | BECS | Fertilizer - Solid | pH |  | AOAC 973.41 | - |  |  |  | *
136 | 2025-04-10 | BECS | Minerals | pH |  | AOAC 973.41 | - |  |  |  | *
137 | 2026-03-12 | BECS | Plant | Nitrogen |  | AOAC 978.04 | % |  |  |  | *
138 | 2025-04-22 | BECS | Fertilizer - Liquid | Sulphate | AOAC | AOAC 980.02 | % |  |  |  | *
139 | 2025-03-11 | BECS | Fertilizer - Solid | Sulphate |  | AOAC 980.02 | % |  |  |  | *
140 | 2025-04-22 | BECS | Fertilizer - Solid | Sulphur |  | AOAC 980.02 | % |  |  |  | *
141 | 2025-11-04 | BECS | Food and Feed | pH |  | AOAC 981.12 | - |  |  |  | *
142 | 2025-07-25 | BECS | Fertilizer - Liquid | Boron | AOAC | AOAC 982.01 | % |  |  |  | *
143 | 2025-05-02 | BECS | Food - Engergy Bar | Calcium |  | AOAC 984.27 | g / 100 g |  |  |  | *
144 | 2025-05-02 | BECS | Food - Engergy Bar | Potassium |  | AOAC 984.27 | g / 100 g |  |  |  | *
145 | 2025-05-02 | BECS | Food - Engergy Bar | Sodium |  | AOAC 984.27 | g / 100 g |  |  |  | *
146 | 2025-03-23 | BECS | Food - Salts | Iron |  | AOAC 984.27 | mg / Kg |  |  |  | *
147 | 2025-03-23 | BECS | Food - Salts | Manganese |  | AOAC 984.27 | mg / Kg |  |  |  | *
148 | 2025-03-23 | BECS | Food - Salts | Potassium |  | AOAC 984.27 | % |  |  |  | *
149 | 2025-03-23 | BECS | Food - Salts | Zinc |  | AOAC 984.27 | mg / Kg |  |  |  | *
150 | 2025-09-16 | BECS | Food and Feed | Calcium |  | AOAC 984.27 | g / 100 g |  |  |  | *
151 | 2025-09-16 | BECS | Food and Feed | Potassium |  | AOAC 984.27 | g / 100 g |  |  |  | *
152 | 2025-09-16 | BECS | Food and Feed | Sodium |  | AOAC 984.27 | g / 100 g |  |  |  | *
153 | 2025-09-16 | BECS | Food and Feed | Zinc |  | AOAC 984.27 | mg / Kg |  |  |  | *
154 | 2025-03-23 | BECS | Food - Salts | Calcium |  | AOAC 984.27 or ASTM 534 E | % |  |  |  | *
155 | 2025-09-16 | BECS | Food and Feed | Dietry Fibre - Total |  | AOAC 985.29 | % / wt |  |  |  | *
156 | 2025-03-21 | External | Food - Rice | Dietry Fibre - Total |  | AOAC 985.29 | % / wt |  |  |  | *
157 | 2025-05-29 | BECS | Food - Honey | Sodium |  | AOAC 985.35 | mg / 100 g |  |  |  | *
158 | 2025-03-11 | BECS | Food - Salts | Sodium |  | AOAC 985.35 | % |  |  |  | *
159 | 2026-01-29 | BECS | Feed - Silage | True Protien | AOAC | AOAC 990.03, AOAC 941.04 | % |  |  |  | *
160 | 2026-01-05 | BECS | Food - Flour | Aflatoxin - Total |  | AOAC 991.31 or AOAC 2005.03 | ppb |  |  |  | *
161 | 2025-07-03 | BECS | Food - Rice | Aflatoxin on ELISA |  | AOAC 991.31 or AOAC 2005.03 | ppb |  |  |  | *
162 | 2025-03-23 | External | Food - Microbiology - Liquid | Aflatoxin on ELISA |  | AOAC 991.31 or AOAC 2005.03 | ppb |  | 20 | 0 | *
163 | 2025-03-23 | External | Food - Microbiology - Solid | Aflatoxin on ELISA |  | AOAC 991.31 or AOAC 2005.03 | ppb |  |  |  | *
164 | 2026-01-29 | External | Feed - Silage | Fungal Contamination |  | AOAC 997.02 | CFU/g |  |  |  | *
165 | 2025-05-02 | BECS | Food - Engergy Bar | Iron |  | AOAC 999.10 | g / 100 g |  |  |  | *
166 | 2026-01-05 | BECS | Food - Flour | Cadmium |  | AOAC 999.10 | mg / Kg |  |  |  | *
167 | 2026-01-05 | BECS | Food - Flour | Iron |  | AOAC 999.10 | mg / Kg |  |  |  | *
168 | 2026-01-05 | BECS | Food - Flour | Lead |  | AOAC 999.10 | mg / Kg |  |  |  | *
169 | 2026-01-05 | BECS | Food - Flour | Mercury |  | AOAC 999.10 | mg / Kg |  |  |  | *
170 | 2025-05-08 | BECS | Food - Shilajeet | Copper |  | AOAC 999.10 | ppm |  |  |  | *
171 | 2025-05-08 | BECS | Food - Shilajeet | Iron |  | AOAC 999.10 | % |  |  |  | *
172 | 2025-05-08 | BECS | Food - Shilajeet | Lead |  | AOAC 999.10 | ppm |  |  |  | *
173 | 2025-05-08 | BECS | Food - Shilajeet | Zinc |  | AOAC 999.10 | % |  |  |  | *
174 | 2025-09-16 | BECS | Food and Feed | Iron |  | AOAC 999.10 | mg / Kg |  |  |  | *
175 | 2025-07-03 | External | Food - Rice | Mercury |  | AOAC 999.10 | ppm |  |  |  | *
176 | 2026-03-25 | BECS | Packaging | Lithium |  | AOAC 999.10 | mg/kg |  |  |  | *
177 | 2026-03-25 | BECS | Packaging | Barium |  | AOAC 999.10 | mg/kg |  |  |  | *
178 | 2026-03-25 | BECS | Packaging | Iron |  | AOAC 999.10 | mg/kg |  |  |  | *
179 | 2026-03-25 | BECS | Packaging | Copper |  | AOAC 999.10 | mg/kg |  |  |  | *
180 | 2026-03-25 | BECS | Packaging | Zinc |  | AOAC 999.10 | mg/kg |  |  |  | *
181 | 2026-03-25 | BECS | Packaging | Manganese |  | AOAC 999.10 | mg/kg |  |  |  | *
182 | 2026-01-12 | BECS | Food and Feed | Aluminum |  | AOAC 999.10.11 | mg / Kg |  |  |  | *
183 | 2026-01-12 | BECS | Food and Feed | Cobalt |  | AOAC 999.10.12 | mg / Kg |  |  |  | *
184 | 2025-03-23 | BECS | Fertilizer - Solid | Chlorides | AOAC | AOAC-2.6.09, 17th edition, Method No. 928.02 | % |  |  |  | *
185 | 2025-07-21 | BECS | Water - Drinking | Alkalinity |  | APHA 2320 | mg/L |  |  |  | *
186 | 2025-08-28 | BECS | Water - Drinking - Package | Alkalinity |  | APHA 2320 | mg/L |  |  |  | *
187 | 2025-03-23 | BECS | Waste Water/Sludge | Hardness |  | APHA 2340C | mg/L as CaCO3 |  |  |  | *
188 | 2025-04-22 | BECS | Water - Drinking | Hardness |  | APHA 2340C | mg/L as CaCO3 |  |  |  | *
189 | 2026-01-05 | BECS | Water - Drinking | Hardness - Calcium |  | APHA 2340C | mg/L as CaCO3 |  |  |  | *
190 | 2025-08-28 | BECS | Water - Drinking - Package | Hardness |  | APHA 2340C | mg/L as CaCO3 |  |  |  | *
191 | 2025-03-23 | BECS | Waste Water/Sludge | EC |  | APHA 2510-B:2017 | μS/cm |  |  |  | *
192 | 2025-04-22 | BECS | Water - Drinking | EC |  | APHA 2510-B:2017 | μS/cm |  |  |  | *
193 | 2025-08-28 | BECS | Water - Drinking - Package | EC |  | APHA 2510-B:2017 | μS/cm |  |  |  | *
194 | 2025-03-23 | BECS | Waste Water/Sludge | TS |  | APHA 2540-B:2017 | mg/L |  |  |  | *
195 | 2025-04-22 | BECS | Water - Drinking | TS |  | APHA 2540-B:2017 | mg/L |  |  |  | *
196 | 2025-08-28 | BECS | Water - Drinking - Package | TS |  | APHA 2540-B:2017 | mg/L |  |  |  | *
197 | 2025-03-23 | BECS | Waste Water/Sludge | TDS |  | APHA 2540-C:2017 | mg/L |  |  |  | *
198 | 2025-04-22 | BECS | Water - Drinking | TDS |  | APHA 2540-C:2017 | mg/L |  |  |  | *
199 | 2025-08-28 | BECS | Water - Drinking - Package | TDS |  | APHA 2540-C:2017 | mg/L |  |  |  | *
200 | 2025-03-23 | BECS | Waste Water/Sludge | TSS |  | APHA 2540-D:2017 | mg/L |  |  |  | *
201 | 2025-04-22 | BECS | Water - Drinking | TSS |  | APHA 2540-D:2017 | mg/L |  |  |  | *
202 | 2025-08-28 | BECS | Water - Drinking - Package | TSS |  | APHA 2540-D:2017 | mg/L |  |  |  | *
203 | 2025-03-23 | BECS | Waste Water/Sludge | Arsenic |  | APHA 3111B:2017 | mg/L |  |  |  | *
204 | 2025-03-23 | BECS | Waste Water/Sludge | Cadmium |  | APHA 3111B:2017 | mg/L |  |  |  | *
205 | 2025-03-23 | BECS | Waste Water/Sludge | Copper |  | APHA 3111B:2017 | mg/L |  |  |  | *
206 | 2025-03-23 | BECS | Waste Water/Sludge | Iron |  | APHA 3111B:2017 | mg/L |  |  |  | *
207 | 2025-03-23 | BECS | Waste Water/Sludge | Lead |  | APHA 3111B:2017 | mg/L |  |  |  | *
208 | 2025-03-23 | BECS | Waste Water/Sludge | Manganese |  | APHA 3111B:2017 | mg/L |  |  |  | *
209 | 2025-03-23 | BECS | Waste Water/Sludge | Nickel |  | APHA 3111B:2017 | mg/L |  |  |  | *
210 | 2025-03-23 | BECS | Waste Water/Sludge | Potassium |  | APHA 3111B:2017 | mg/L |  |  |  | *
211 | 2025-03-23 | BECS | Waste Water/Sludge | Sodium |  | APHA 3111B:2017 | mg/L |  |  |  | *
212 | 2025-03-23 | BECS | Waste Water/Sludge | Zinc |  | APHA 3111B:2017 | mg/L |  |  |  | *
213 | 2025-04-22 | BECS | Water - Drinking | Arsenic |  | APHA 3111B:2017 | mg/L |  |  |  | *
214 | 2025-04-22 | BECS | Water - Drinking | Cadmium |  | APHA 3111B:2017 | mg/L |  |  |  | *
215 | 2025-04-22 | BECS | Water - Drinking | Copper |  | APHA 3111B:2017 | mg/L |  |  |  | *
216 | 2025-04-22 | BECS | Water - Drinking | Iron |  | APHA 3111B:2017 | mg/L |  |  |  | *
217 | 2025-04-22 | BECS | Water - Drinking | Lead |  | APHA 3111B:2017 | mg/L |  |  |  | *
218 | 2025-04-22 | BECS | Water - Drinking | Manganese |  | APHA 3111B:2017 | mg/L |  |  |  | *
219 | 2025-04-22 | BECS | Water - Drinking | Nickel |  | APHA 3111B:2017 | mg/L |  |  |  | *
220 | 2025-04-22 | BECS | Water - Drinking | Potassium |  | APHA 3111B:2017 | mg/L |  |  |  | *
221 | 2025-04-22 | BECS | Water - Drinking | Sodium |  | APHA 3111B:2017 | mg/L |  |  |  | *
222 | 2025-04-22 | BECS | Water - Drinking | Zinc |  | APHA 3111B:2017 | mg/L |  |  |  | *
223 | 2025-08-28 | BECS | Water - Drinking - Package | Arsenic |  | APHA 3111B:2017 | mg/L |  |  |  | *
224 | 2025-08-28 | BECS | Water - Drinking - Package | Cadmium |  | APHA 3111B:2017 | mg/L |  |  |  | *
225 | 2025-08-28 | BECS | Water - Drinking - Package | Copper |  | APHA 3111B:2017 | mg/L |  |  |  | *
226 | 2025-08-28 | BECS | Water - Drinking - Package | Iron |  | APHA 3111B:2017 | mg/L |  |  |  | *
227 | 2025-08-28 | BECS | Water - Drinking - Package | Lead |  | APHA 3111B:2017 | mg/L |  |  |  | *
228 | 2025-08-28 | BECS | Water - Drinking - Package | Manganese |  | APHA 3111B:2017 | mg/L |  |  |  | *
229 | 2025-08-28 | BECS | Water - Drinking - Package | Potassium |  | APHA 3111B:2017 | mg/L |  |  |  | *
230 | 2025-08-28 | BECS | Water - Drinking - Package | Sodium |  | APHA 3111B:2017 | mg/L |  |  |  | *
231 | 2025-08-28 | BECS | Water - Drinking - Package | Zinc |  | APHA 3111B:2017 | mg/L |  |  |  | *
232 | 2026-01-05 | BECS | Water - Drinking | Mercury |  | APHA 3500 | mg/L |  |  |  | *
233 | 2026-01-12 | BECS | Water - Drinking | Aluminum |  | APHA 3500 | mg / L |  |  |  | *
234 | 2025-03-23 | BECS | Waste Water/Sludge | Calcium |  | APHA 3500ca-B:2017 | mg/L |  |  |  | *
235 | 2025-04-22 | BECS | Water - Drinking | Calcium |  | APHA 3500ca-B:2017 | mg/L |  |  |  | *
236 | 2025-08-28 | BECS | Water - Drinking - Package | Calcium |  | APHA 3500ca-B:2017 | mg/L |  |  |  | *
237 | 2025-03-23 | BECS | Waste Water/Sludge | Magnesium |  | APHA 3500mg-B:2017 | mg/L |  |  |  | *
238 | 2025-04-22 | BECS | Water - Drinking | Magnesium |  | APHA 3500mg-B:2017 | mg/L |  |  |  | *
239 | 2025-08-28 | BECS | Water - Drinking - Package | Magnesium |  | APHA 3500mg-B:2017 | mg/L |  |  |  | *
240 | 2026-01-12 | BECS | Water - Drinking | Cobalt |  | APHA 3501 | mg / L |  |  |  | *
241 | 2026-01-12 | BECS | Water - Drinking | Nickle |  | APHA 3502 | mg / L |  |  |  | *
242 | 2026-01-12 | BECS | Water - Drinking | Chromium |  | APHA 3503 | mg / L |  |  |  | *
243 | 2025-03-23 | BECS | Water - Irrigation | pH |  | APHA 4500 H+ - B: (2017) | - |  |  |  | *
244 | 2025-04-22 | BECS | Water - Drinking | pH |  | APHA 4500 H+ - B: 2017 | mg/L |  |  |  | *
245 | 2025-08-28 | BECS | Water - Drinking - Package | pH |  | APHA 4500 H+ - B: 2017 | - |  |  |  | *
246 | 2025-07-21 | BECS | Water - Drinking | Ammonia - Total |  | APHA 4500 NH3-D | mg/L |  |  |  | *
247 | 2025-08-28 | BECS | Water - Drinking - Package | Ammonia - Total |  | APHA 4500 NH3-D | mg/L |  |  |  | *
248 | 2025-03-23 | BECS | Waste Water/Sludge | Chlorides |  | APHA 4500- Cl-B:2017 | mg/L |  |  |  | *
249 | 2025-04-22 | BECS | Water - Drinking | Chlorides |  | APHA 4500- Cl-B:2017 | mg/L |  |  |  | *
250 | 2025-08-28 | BECS | Water - Drinking - Package | Chlorides |  | APHA 4500- Cl-B:2017 | mg/L |  |  |  | *
251 | 2026-01-05 | BECS | Water - Drinking | Nitrite |  | APHA 4500-NO2-E | mg/L |  |  |  | *
252 | 2025-08-21 | BECS | Water - Drinking | Nitrate |  | APHA 4500-NO3-E | mg/L |  |  |  | *
253 | 2025-08-28 | BECS | Water - Drinking - Package | Nitrate |  | APHA 4500-NO3-E | mg/L |  |  |  | *
254 | 2025-03-23 | BECS | Waste Water/Sludge | Sulphates |  | APHA 4500-SO4-C:2017 | mg/L |  |  |  | *
255 | 2025-04-22 | BECS | Water - Drinking | Sulphates |  | APHA 4500-SO4-C:2017 | mg/L |  |  |  | *
256 | 2025-08-28 | BECS | Water - Drinking - Package | Sulphates |  | APHA 4500-SO4-C:2017 | mg/L |  |  |  | *
257 | 2026-01-05 | BECS | Waste Water/Sludge | BOD |  | APHA 5210 B | mg / L |  |  |  | *
258 | 2026-01-12 | External | Water - Drinking | BOD |  | APHA 5210 B | mg / L |  |  |  | *
259 | 2026-01-12 | BECS | Water - Drinking | COD |  | APHA 5220 | mg / L |  |  |  | *
260 | 2025-03-23 | BECS | Waste Water/Sludge | COD |  | APHA 5220 B:2017 | mg/L |  |  |  | *
261 | 2025-03-04 | BECS | Food - Salts | Calcium Chloride (CaCl2) |  | ASTM 534 E | % |  |  |  | *
262 | 2025-03-04 | BECS | Food - Salts | Calcium Sulphate (CaSO4) - Gypsum |  | ASTM 534 E | % |  |  |  | *
263 | 2025-03-04 | BECS | Food - Salts | Magnesium Chloride (MgCl2) |  | ASTM 534 E | % |  |  |  | *
264 | 2025-03-04 | BECS | Food - Salts | Magnesium Sulphate (MgSO4) |  | ASTM 534 E | % |  |  |  | *
265 | 2025-03-04 | BECS | Food - Salts | Potassium Chloride (KCl) |  | ASTM 534 E | % |  |  |  | *
266 | 2025-03-04 | BECS | Food - Salts | Sodium Sulphate (Na2SO4) |  | ASTM 534 E | % |  |  |  | *
267 | 2025-09-23 | BECS | Food and Feed | Energy from Fat |  | By calculation | Kcal |  |  |  | *
268 | 2025-12-17 | BECS | Food and Feed | Energy-Kcal |  | By calculation | Kcal |  |  |  | *
269 | 2025-12-17 | BECS | Food and Feed | Energy-Kjoule |  | By calculation | Kjoule |  |  |  | *
270 | 2025-09-16 | BECS | Food and Feed | Total Carbohydrate |  | By Calculation | g / 100 g |  |  |  | *
271 | 2025-05-02 | External | Food - Engergy Bar | Total Carbohydrate |  | By Calculation | g / 100 g |  |  |  | *
272 | 2025-03-21 | External | Food - Rice | Carbohydrates |  | By Calculation | mg / 52 g |  |  |  | *
273 | 2025-07-21 | BECS | Water - Drinking | Salinity |  | Calculations Based on APHA 2510 | ppt |  |  |  | *
274 | 2025-08-28 | BECS | Water - Drinking - Package | Salinity |  | Calculations Based on APHA 2510 | ppt |  |  |  | *
275 | 2025-07-21 | BECS | Water - Drinking | Ammonia - Unionized |  | Calculations Based on APHA 4500 NH3-D | mg/L |  |  |  | *
276 | 2026-01-05 | BECS | Food - Flour | Acetamiprid |  | Chromatographig AOAC 2007.01 QueCHERS | mg/Kg |  |  |  | *
277 | 2026-01-05 | BECS | Food - Flour | Cypermethrin |  | Chromatographig AOAC 2007.01 QueCHERS | mg/Kg |  |  |  | *
278 | 2026-01-05 | BECS | Food - Flour | Iprodione 1 |  | Chromatographig AOAC 2007.01 QueCHERS | mg/Kg |  |  |  | *
279 | 2026-01-05 | BECS | Food - Flour | Tricyclazole |  | Chromatographig AOAC 2007.01 QueCHERS | mg/Kg |  |  |  | *
280 | 2026-01-12 | BECS | Food and Feed | Pesticide Residue - 06 Active Ingredients |  | Chromatographig AOAC 2007.01 QueCHERS | mg / Kg |  |  |  | *
281 | 2026-01-12 | External | Food and Feed | 2,4 DDT |  | Chromatographig AOAC 2007.01 QueCHERS | mg/Kg |  |  |  | *
282 | 2026-01-12 | External | Food and Feed | Acephate |  | Chromatographig AOAC 2007.01 QueCHERS | mg/Kg |  |  |  | *
283 | 2026-01-12 | External | Food and Feed | Allethrins |  | Chromatographig AOAC 2007.01 QueCHERS | mg/Kg |  |  |  | *
284 | 2026-01-12 | External | Food and Feed | Azinophos-methyl |  | Chromatographig AOAC 2007.01 QueCHERS | mg/Kg |  |  |  | *
285 | 2026-01-12 | External | Food and Feed | Carbaryl |  | Chromatographig AOAC 2007.01 QueCHERS | mg/Kg |  |  |  | *
286 | 2026-01-12 | External | Food and Feed | Chlorpyrifos |  | Chromatographig AOAC 2007.01 QueCHERS | mg/Kg |  |  |  | *
287 | 2026-01-12 | External | Food and Feed | Cypermethrin |  | Chromatographig AOAC 2007.01 QueCHERS | mg/Kg |  |  |  | *
288 | 2026-01-12 | External | Food and Feed | Diazinon |  | Chromatographig AOAC 2007.01 QueCHERS | mg/Kg |  |  |  | *
289 | 2026-01-12 | External | Food and Feed | Disulphaton |  | Chromatographig AOAC 2007.01 QueCHERS | mg/Kg |  |  |  | *
290 | 2026-01-12 | External | Food and Feed | Fenaniphos |  | Chromatographig AOAC 2007.01 QueCHERS | mg/Kg |  |  |  | *
291 | 2026-01-12 | External | Food and Feed | Lindane |  | Chromatographig AOAC 2007.01 QueCHERS | mg/Kg |  |  |  | *
292 | 2026-01-12 | External | Food and Feed | Malathion |  | Chromatographig AOAC 2007.01 QueCHERS | mg/Kg |  |  |  | *
293 | 2026-01-12 | External | Food and Feed | Methoxychlor |  | Chromatographig AOAC 2007.01 QueCHERS | mg/Kg |  |  |  | *
294 | 2026-01-12 | External | Food and Feed | Mevinphos |  | Chromatographig AOAC 2007.01 QueCHERS | mg/Kg |  |  |  | *
295 | 2026-01-12 | External | Food and Feed | Mirex |  | Chromatographig AOAC 2007.01 QueCHERS | mg/Kg |  |  |  | *
296 | 2026-01-12 | External | Food and Feed | Parathion |  | Chromatographig AOAC 2007.01 QueCHERS | mg/Kg |  |  |  | *
297 | 2026-01-12 | External | Food and Feed | Permethrin |  | Chromatographig AOAC 2007.01 QueCHERS | mg/Kg |  |  |  | *
298 | 2026-01-12 | External | Food and Feed | Phosmet |  | Chromatographig AOAC 2007.01 QueCHERS | mg/Kg |  |  |  | *
299 | 2026-01-12 | External | Food and Feed | Resmethrin |  | Chromatographig AOAC 2007.01 QueCHERS | mg/Kg |  |  |  | *
300 | 2026-01-12 | External | Food and Feed | Tau-Fluvalinate |  | Chromatographig AOAC 2007.01 QueCHERS | mg/Kg |  |  |  | *
301 | 2026-01-12 | External | Food and Feed | Terbufos |  | Chromatographig AOAC 2007.01 QueCHERS | mg/Kg |  |  |  | *
302 | 2026-01-12 | External | Food and Feed | Tetramethrin |  | Chromatographig AOAC 2007.01 QueCHERS | mg/Kg |  |  |  | *
303 | 2026-01-12 | External | Food and Feed | Trichlorfon |  | Chromatographig AOAC 2007.01 QueCHERS | mg/Kg |  |  |  | *
304 | 2026-01-26 | External | Packaging | Overall Migration |  | EN 1186-3:2002 | mg/dm2 |  |  |  | *
305 | 2025-03-23 | BECS | Waste Water/Sludge | pH |  | EPA 150.1 | - |  |  |  | *
306 | 2025-03-23 | External | Food - Microbiology - Liquid | Ammino Acid |  | FAO Nutritional studies No.24(1970) | % |  |  |  | *
307 | 2025-09-16 | BECS | Food and Feed | Calories |  | Food Chemistry by Pearson - by Calculation | Kcal / 100 g |  |  |  | *
308 | 2025-05-29 | External | Food - Honey | Calories |  | Food Chemistry by Pearson - by Calculation | Kcal / 100 g |  |  |  | *
309 | 2025-10-10 | BECS | Food and Feed | Bloom Size |  | Gelatin Manufacturers Institute of America (GMIA) 2.1 | G |  |  |  | *
310 | 2025-03-21 | BECS | Food - Rice | Vitamin C (as Ascorbic Acid) |  | Harris, D.C. (2016). Quantitative Chemical Analysis (9th Ed.). W.H. Freeman | mg / 52 g |  |  |  | *
311 | 2025-09-23 | BECS | Food and Feed | Vitamin - C |  | Harris, D.C. (2016). Quantitative Chemical Analysis (9th Ed.). W.H. Freeman | mg / Kg |  |  |  | *
312 | 2025-04-22 | BECS | Food - Cider | Acetic Acid |  | HI 3305 EN | % |  |  |  | *
313 | 2025-09-16 | BECS | Food and Feed | Acetic Acid |  | HI 3305 EN | % |  |  |  | *
314 | 2025-08-19 | BECS | Soil | Soil Texture |  | Hydrometer Method | - |  |  |  | *
315 | 2025-03-23 | BECS | Soil | Available Calcium |  | ICARDA Methods of soil, plant and water analysis |  |  |  |  | *
316 | 2025-03-23 | BECS | Soil | Cation Exchange Capacity |  | ICARDA Methods of soil, plant and water analysis | % |  |  |  | *
317 | 2025-03-23 | BECS | Soil | Chlorides |  | ICARDA Methods of soil, plant and water analysis | % |  |  |  | *
318 | 2025-03-23 | BECS | Soil | P2O5 - Water Extractable |  | ICARDA Methods of soil, plant and water analysis | ppm |  |  |  | *
319 | 2025-03-23 | BECS | Soil | Total Calcium |  | ICARDA Methods of soil, plant and water analysis | ppm |  |  |  | *
320 | 2025-07-25 | BECS | Fertilizer - Liquid | Available - K2O | IAA, Japan | Incorporated Administrative Agency,Japan. Section: 4.3.3.a | % |  |  |  | *
321 | 2025-12-29 | BECS | Fertilizer - Liquid | K2O - Total | IAA, Japan | Incorporated Administrative Agency,Japan. Section: 4.3.3.a | % |  |  |  | *
322 | 2025-03-23 | BECS | Fertilizer - Solid | Calcium - Available | IAA, Japan | Incorporated Administrative Agency,Japan. Section: 4.3.3.a | % |  |  |  | *
323 | 2025-03-23 | BECS | Fertilizer - Solid | K2O - Available | IAA, Japan | Incorporated Administrative Agency,Japan. Section: 4.3.3.a | % |  |  |  | *
324 | 2026-02-16 | BECS | Fertilizer - Solid | Calcium - Water Extractable |  | Incorporated Administrative Agency,Japan. Section: 4.3.3.a | % |  |  |  | *
325 | 2026-02-16 | BECS | Fertilizer - Solid | Calcium - Citrate Soluble (Available) |  | Incorporated Administrative Agency,Japan. Section: 4.3.3.a | % |  |  |  | *
326 | 2026-02-25 | BECS | Fertilizer - Solid | K2O - Total |  | Incorporated Administrative Agency,Japan. Section: 4.3.3.a | % |  |  |  | *
327 | 2025-09-30 | BECS | Food - Salts | Sodium |  | Incorporated Administrative Agency,Japan. Section: 4.3.3.a | % |  |  |  | *
328 | 2025-12-24 | BECS | Food and Feed | Calcium Carbonate |  | Incorporated Administrative Agency,Japan. Section: 4.3.3.a | % |  |  |  | *
329 | 2025-03-23 | External | Food - Microbiology - Liquid | Estimated Compylobactor |  | ISO 10272-1 | CFU / mL |  |  |  | *
330 | 2025-03-23 | External | Food - Microbiology - Solid | Estimated Compylobactor |  | ISO 10272-1 | CFU / g |  |  |  | *
331 | 2025-06-03 | External | Microbiology - Environment | Estimated Compylobactor |  | ISO 10272-1 | CFU / Plate |  |  |  | *
332 | 2025-06-03 | External | Microbiology - Swab | Estimated Compylobactor |  | ISO 10272-1 | CFU / sq cm |  |  |  | *
333 | 2025-03-23 | External | Food - Microbiology - Liquid | Estimated Lesiteria |  | ISO 11290-1,2 | CFU / mL |  |  |  | *
334 | 2025-03-23 | External | Food - Microbiology - Solid | Estimated Lesiteria |  | ISO 11290-1,2 | CFU / g |  |  |  | *
335 | 2025-06-03 | External | Microbiology - Environment | Estimated Lesiteria |  | ISO 11290-1,2 | CFU / Plate |  |  |  | *
336 | 2025-06-03 | External | Microbiology - Swab | Estimated Lesiteria |  | ISO 11290-1,2 | CFU / sq cm |  |  |  | *
337 | 2025-05-29 | External | Food - Meat | Estimated Listeria |  | ISO 11290-1/2 | CFU / g |  |  |  | *
338 | 2025-05-29 | External | Food - Meat | Estimated Pseudomonas spp. |  | ISO 13720 | CFU / g |  |  |  | *
339 | 2025-03-23 | External | Food - Microbiology - Solid | Estimated Clostridium perfringens |  | ISO 14189 | CFU / g |  |  |  | *
340 | 2025-03-23 | External | Food - Microbiology - Liquid | Estimated Clostridium perfringens |  | ISO 15213-2 | CFU / mL |  |  |  | *
341 | 2025-06-03 | External | Microbiology - Environment | Estimated Clostridium perfringens |  | ISO 15213-2 | CFU / Plate |  |  |  | *
342 | 2025-06-03 | External | Microbiology - Swab | Estimated Clostridium perfringens |  | ISO 15213-2 | CFU / sq cm |  |  |  | *
343 | 2025-05-29 | External | Food - Meat | Estimated Clostridium perfringens |  | ISO 15213-2/ ISO 7937 | CFU / g |  |  |  | *
344 | 2025-05-29 | External | Food - Meat | Estimated Sulfite producing Anaerobes |  | ISO 15213-2003 | CFU / g |  |  |  | *
345 | 2025-05-29 | External | Food - Meat | Estimated Lactic bacteria |  | ISO 15214-1998 | CFU / g |  |  |  | *
346 | 2025-03-23 | External | Food - Microbiology - Liquid | Estimated Pseudomonas aeruginosa |  | ISO 16266 | CFU / mL |  |  |  | *
347 | 2025-03-23 | External | Food - Microbiology - Solid | Estimated Pseudomonas aeruginosa |  | ISO 16266 | CFU / g |  |  |  | *
348 | 2025-06-03 | External | Microbiology - Environment | Estimated Pseudomonas aeroginosa |  | ISO 16266 | CFU / Plate |  |  |  | *
349 | 2025-06-03 | External | Microbiology - Swab | Estimated Pseudomonas aeroginosa |  | ISO 16266 | CFU / sq cm |  |  |  | *
350 | 2025-03-23 | External | Food - Microbiology - Solid | YM - Estimated Mold |  | ISO 18416 | CFU / g |  |  |  | *
351 | 2025-03-23 | External | Food - Microbiology - Solid | YM - Estimated Yeast |  | ISO 18416 | CFU / g |  |  |  | *
352 | 2025-06-03 | External | Microbiology - Environment | YM - Estimated Mold |  | ISO 18416 | CFU / Plate |  |  |  | *
353 | 2025-06-03 | External | Microbiology - Environment | YM - Estimated Yeast |  | ISO 18416 | CFU / Plate |  |  |  | *
354 | 2025-06-03 | External | Microbiology - Environment | YM Package - Estimated Yeast and Mold |  | ISO 18416 | Package |  |  |  | *
355 | 2025-06-03 | External | Microbiology - Swab | YM - Estimated Mold |  | ISO 18416 | CFU / sq cm |  |  |  | *
356 | 2025-06-03 | External | Microbiology - Swab | YM - Estimated Yeast |  | ISO 18416 | CFU / sq cm |  |  |  | *
357 | 2025-12-29 | BECS | Fertilizer - Liquid | Fulvic Acid | ISO | ISO 19822:2018 | % |  |  |  | *
358 | 2025-12-29 | BECS | Fertilizer - Liquid | Humic Acid | ISO | ISO 19822:2018 | % |  |  |  | *
359 | 2025-07-11 | BECS | Fertilizer - Solid | Humic Acid | ISO | ISO 19822:2018 | % |  |  |  | *
360 | 2025-03-23 | BECS | Food - Shilajeet | Fulvic Acid |  | ISO 19822:2018 | % |  |  |  | *
361 | 2025-05-08 | BECS | Food - Shilajeet | Humic Acid |  | ISO 19822:2018 | % |  |  |  | *
362 | 2025-01-22 | BECS | Minerals | Humic Acid |  | ISO 19822:2018 | % |  |  |  | *
363 | 2025-05-08 | External | Food - Shilajeet | Fulvic Acid |  | ISO 19822:2018 | % |  |  |  | *
364 | 2025-05-29 | External | Food - Meat | Estimated Mesophyllic Flora |  | ISO 21149 | CFU / g |  |  |  | *
365 | 2025-05-27 | External | Food - Meat | YM - Estimated Mold |  | ISO 21527-1 | CFU / g |  |  |  | *
366 | 2025-05-27 | External | Food - Meat | YM - Estimated Yeast |  | ISO 21527-1 | CFU / g |  |  |  | *
367 | 2025-03-23 | External | Food - Microbiology - Liquid | YM - Estimated Mold |  | ISO 21527-1 | CFU / mL |  |  |  | *
368 | 2025-03-23 | External | Food - Microbiology - Liquid | YM - Estimated Yeast |  | ISO 21527-1 | CFU / mL |  |  |  | *
369 | 2025-05-29 | External | Food - Meat | Estimated Enterobacteriace |  | ISO 21528-1/2 | CFU / g |  |  |  | *
370 | 2025-03-23 | External | Food - Microbiology - Liquid | Estimated Enterobacteriace |  | ISO 21528-2 | CFU / mL |  |  |  | *
371 | 2025-03-23 | External | Food - Microbiology - Liquid | Estimated Shigella |  | ISO 21567 | CFU / mL |  |  |  | *
372 | 2025-03-23 | External | Food - Microbiology - Liquid | Non-GMO (Agri Comodity) |  | ISO 21569:2010 |  |  |  |  | *
373 | 2025-03-23 | External | Food - Microbiology - Solid | Non-GMO (Agri Comodity) |  | ISO 21569:2010 |  |  |  |  | *
374 | 2025-03-23 | BECS | Food - Salts | Water Insoluble Matter |  | ISO 2479-1972 | % |  |  |  | *
375 | 2025-03-23 | BECS | Food - Salts | Sulphate |  | ISO 2480-1972 | % |  |  |  | *
376 | 2025-03-23 | BECS | Food - Salts | Magnesium |  | ISO 2482-1973 | mg / Kg |  |  |  | *
377 | 2025-05-08 | BECS | Food - Shilajeet | Calcium |  | ISO 2482-1973 | % |  |  |  | *
378 | 2025-05-08 | BECS | Food - Shilajeet | Magnesium |  | ISO 2482-1973 | % |  |  |  | *
379 | 2025-09-16 | BECS | Food and Feed | Magnesium |  | ISO 2482-1973 | mg / Kg |  |  |  | *
380 | 2026-02-23 | External | Food - Microbiology - Solid | Aerobic mesophilic count |  | ISO 4833-1 | CFU/g |  |  |  | *
381 | 2026-02-23 | External | Food - Microbiology - Solid | Halophile count |  | ISO 4833-1 | CFU/g |  |  |  | *
382 | 2025-05-27 | External | Food - Meat | Estimated Salmonella |  | ISO 6579-1:2017 | CFU / g |  |  |  | *
383 | 2025-03-23 | External | Food - Microbiology - Liquid | Estimated Salmonella |  | ISO 6579-1:2017 | CFU / mL |  |  |  | *
384 | 2025-03-23 | External | Food - Microbiology - Solid | Estimated Salmonella |  | ISO 6579-1:2017 | CFU / g |  |  |  | *
385 | 2025-06-03 | External | Microbiology - Environment | Estimated Salmonella |  | ISO 6579-1:2017 | CFU / Plate |  |  |  | *
386 | 2025-06-03 | External | Microbiology - Swab | Estimated Salmonella |  | ISO 6579-1:2017 | CFU / sq cm |  |  |  | *
387 | 2025-05-29 | External | Food - Meat | Estimated Staphylococcus aureus |  | ISO 6888-1 | CFU / g |  |  |  | *
388 | 2025-03-23 | External | Food - Microbiology - Liquid | Estimated Staphylococcus aureus |  | ISO 6888-1 | CFU / mL |  |  |  | *
389 | 2025-03-23 | External | Food - Microbiology - Solid | Estimated Staphylococcus aureus |  | ISO 6888-1 | CFU / g |  |  |  | *
390 | 2025-06-03 | External | Microbiology - Environment | Estimated Staphylococcus aureus |  | ISO 6888-1 | CFU / Plate |  |  |  | *
391 | 2025-06-03 | External | Microbiology - Swab | Estimated Staphylococcus aureus |  | ISO 6888-1 | CFU / sq cm |  |  |  | *
392 | 2025-12-23 | BECS | Fertilizer - Solid | Bulk Density | ISO | ISO 697.1981 | Kg/m3 |  |  |  | *
393 | 2025-05-29 | BECS | Food - Salts | Bulk Density |  | ISO 697.1981 | g / L |  |  |  | *
394 | 2025-09-16 | BECS | Food and Feed | Bulk Density |  | ISO 697.1981 | g / L |  |  |  | *
395 | 2025-05-29 | BECS | Soil | Bulk Density |  | ISO 697.1981 | Kg/m3 |  |  |  | *
396 | 2025-03-23 | External | Food - Microbiology - Liquid | Estimated Fecal Streptococci |  | ISO 7899-2 | CFU / mL |  |  |  | *
397 | 2025-03-23 | External | Food - Microbiology - Solid | Estimaged Fecal Streptococci |  | ISO 7899-2 | CFU / g |  |  |  | *
398 | 2025-06-03 | External | Microbiology - Environment | Estimaged Fecal Streptococci |  | ISO 7899-2 | CFU / Plate |  |  |  | *
399 | 2025-06-03 | External | Microbiology - Swab | Estimaged Fecal Streptococci |  | ISO 7899-2 | CFU / sq cm |  |  |  | *
400 | 2025-03-23 | External | Food - Microbiology - Liquid | Estimated Bacillus cereus |  | ISO 7932:2004 or ISO 21871:2006 | CFU / mL |  |  |  | *
401 | 2025-05-29 | External | Food - Meat | Estimated Bacillus cereus |  | ISO 7932:2004/ ISO 21871:2006 | CFU / g |  |  |  | *
402 | 2025-03-23 | External | Food - Microbiology - Solid | Estimated Bacillus cereus |  | ISO 7932:2004/ ISO 21871:2006 | CFU / g |  |  |  | *
403 | 2025-06-03 | External | Microbiology - Environment | Estimated Bacillus cereus |  | ISO 7932:2004/ ISO 21871:2006 | CFU / Plate |  |  |  | *
404 | 2025-06-03 | External | Microbiology - Swab | Estimated Bacillus cereus |  | ISO 7932:2004/ ISO 21871:2006 | CFU / sq cm |  |  |  | *
405 | 2025-12-24 | BECS | Utilities - Compressed Air | Oil Content |  | ISO 8573-1:2010 - Class 3 | mg / m3 |  |  |  | *
406 | 2025-03-23 | BECS | Food - Salts | Moisture |  | ISO 9297-1989 | % |  |  |  | *
407 | 2025-03-23 | BECS | Food - Salts | NaCl Purity |  | ISO 9297-1989 | % |  |  |  | *
408 | 2025-12-17 | BECS | Food and Feed | Salt as NaCl |  | ISO 9297-1989 | % |  |  |  | *
409 | 2025-05-29 | External | Food - Meat | Estimated Coliforms at 30 degree |  | ISO 9308-1 | CFU / g |  |  |  | *
410 | 2025-05-29 | External | Food - Meat | Estimated Thermotolerant Coliforms |  | ISO 9308-1 | CFU / g |  |  |  | *
411 | 2025-03-23 | External | Food - Microbiology - Solid | Estimated Enterobacteriace |  | ISO 9308-1 | CFU / g |  |  |  | *
412 | 2025-03-23 | External | Food - Microbiology - Solid | Estimated Fecal Coliforms |  | ISO 9308-1 | CFU / g |  |  |  | *
413 | 2025-03-23 | External | Food - Microbiology - Solid | Estimated Shigella |  | ISO 9308-1 | CFU / g |  |  |  | *
414 | 2025-06-03 | External | Microbiology - Environment | Estimated Enterobacteriace |  | ISO 9308-1 | CFU / Plate |  |  |  | *
415 | 2025-06-03 | External | Microbiology - Environment | Estimated Shigella |  | ISO 9308-1 | CFU / Plate |  |  |  | *
416 | 2025-06-03 | External | Microbiology - Environment | Estimated Thermotolerant Coliforms |  | ISO 9308-1 | CFU / Plate |  |  |  | *
417 | 2025-06-03 | External | Microbiology - Swab | Estimated Enterobacteriace |  | ISO 9308-1 | CFU / sq cm |  |  |  | *
418 | 2025-06-03 | External | Microbiology - Swab | Estimated Shigella |  | ISO 9308-1 | CFU / sq cm |  |  |  | *
419 | 2025-06-03 | External | Microbiology - Swab | Estimated Thermotolerant Coliforms |  | ISO 9308-1 | CFU / sq cm |  |  |  | *
420 | 2025-03-23 | External | Food - Microbiology - Liquid | Estimated Fecal Coliforms |  | ISO 9308-1: 2014 | CFU / mL |  |  |  | *
421 | 2025-03-23 | External | Food - Microbiology - Liquid | Estimated Total Coliforms |  | ISO 9308-1: 2014 | CFU / mL |  |  |  | *
422 | 2025-03-23 | External | Food - Microbiology - Solid | Estimated Total Coliforms |  | ISO 9308-1: 2014 | CFU / g |  |  |  | *
423 | 2025-06-03 | External | Microbiology - Environment | Estimated Coliforms |  | ISO 9308-1: 2014 | CFU / Plate |  |  |  | *
424 | 2025-06-03 | External | Microbiology - Environment | Estimated Fecal Coliforms |  | ISO 9308-1: 2014 | CFU / Plate |  |  |  | *
425 | 2025-06-03 | External | Microbiology - Swab | Estimated Coliforms |  | ISO 9308-1: 2014 | CFU / sq cm |  |  |  | *
426 | 2025-06-03 | External | Microbiology - Swab | Estimated Fecal Coliforms |  | ISO 9308-1: 2014 | CFU / sq cm |  |  |  | *
427 | 2025-05-27 | External | Food - Meat | Estimated E.coli |  | ISO 9308-1:2000 | CFU / g |  |  |  | *
428 | 2025-03-23 | External | Food - Microbiology - Solid | Estimated E.coli |  | ISO 9308-1:2000 | CFU / g |  |  |  | *
429 | 2025-06-03 | External | Microbiology - Environment | Estimated E. coli |  | ISO 9308-1:2000 | CFU / Plate |  |  |  | *
430 | 2025-06-03 | External | Microbiology - Swab | Estimated E. coli |  | ISO 9308-1:2000 | CFU / sq cm |  |  |  | *
431 | 2025-03-23 | External | Food - Microbiology - Liquid | Estimated E.coli |  | ISO 9308-2:2012 | CFU / mL |  |  |  | *
432 | 2025-09-22 | BECS | Food - Oil | Relative Density @ 20°C |  | IUPAC 2.101 | - |  |  |  | *
433 | 2025-03-23 | BECS | Fertilizer - Liquid | Phosphoric Acid | Lab Dev | Lab developed method based on HI 931 |  |  |  |  | *
434 | 2025-08-28 | BECS | Water - Drinking - Package | Water Drinking Package |  | Package | Package |  |  |  | *
435 | 2025-05-27 | External | Food - Meat | YM Package - Estimated Yeast and Mold |  | Package | Package |  |  |  | *
436 | 2025-03-23 | External | Food - Microbiology - Liquid | YM Package - Estimated Yeast and Mold |  | Package | Package |  |  |  | *
437 | 2025-03-23 | External | Food - Microbiology - Solid | YM Package - Estimated Yeast and Mold |  | Package | Package |  |  |  | *
438 | 2026-01-12 | External | Food and Feed | Pesticide Package |  | Package | Package
439 | 2025-06-03 | External | Microbiology - Swab | YM Package - Estimated Yeast and Mold |  | Package | Package |  |  |  | *
440 | 2025-12-24 | BECS | Utilities - Compressed Air | Particulate Matter |  | Particle Counter | μm |  |  |  | *
441 | 2025-10-10 | BECS | Food and Feed | Sulphur Dioxide |  | Pearson's | mg / kg |  |  |  | *
442 | 2025-04-10 | BECS | Fertilizer - Solid | Physical Appearance - Colour |  | PS 3517 | - |  |  |  | *
443 | 2025-02-17 | BECS | Fertilizer - Liquid | P2O5 - Acid Soluble (Total) | PSQCA | PS 5295-2017 (2nd Rev.) | % |  |  |  | *
444 | 2025-03-23 | BECS | Fertilizer - Solid | P2O5 - Acid Soluble (Total) |  | PS 5295-2017 (2nd Rev) | %
445 | 2025-04-10 | BECS | Minerals | P2O5 - Acid Soluble |  | PS 5295-2017 (2nd Rev) | % |  |  |  | *
446 | 2025-03-23 | External | Biofertiliers | Contemination Level |  | PS 5330 - 2014 (App B) | 10^x CFU / g & L |  | - |  | *
447 | 2025-03-23 | External | Biofertiliers | Viable Cell Count |  | PS 5330 - 2014 (App C) | 10^x CFU / g & L |  | 7 |  | *
448 | 2025-03-23 | External | Biofertiliers | Bac Efficiency - PGPR and Rhizobium |  | PS 5330 - 2014 (App D) | Growth |  | 8 |  | *
449 | 2025-03-23 | External | Biofertiliers | Bac Efficiency - P Solubilizing |  | PS 5330 - 2014 (App E) | % |  | 20 |  | *
450 | 2025-03-23 | External | Biofertiliers | Bac Efficiency - N Fixing |  | PS 5330 - 2014 (App F) | mg / g |  | 10 |  | *
451 | 2025-03-23 | External | Biofertiliers | Bac Efficiency - Zn Solubilizing |  | PS 5330 - 2014 (App G) | % |  | 20 |  | *
452 | 2025-03-23 | External | Biofertiliers | Bac Efficiency - K Solubilizing |  | PS 5330 - 2014 (App H) | % |  | 20 |  | *
453 | 2025-05-27 | External | Food - Meat | TBC/ TPC/ TVC/ MPN |  | PS 5336-2021 (App E1) | CFU / g |  |  |  | *
454 | 2025-03-23 | External | Food - Microbiology - Liquid | TPC / TVC / MPN |  | PS 5336-2021 (App E1) | CFU / mL |  |  |  | *
455 | 2025-03-23 | External | Food - Microbiology - Liquid | TPC / TVC / MPN @ 22 degree C |  | PS 5336-2021 (App E1) | CFU / mL |  |  |  | *
456 | 2025-03-23 | External | Food - Microbiology - Liquid | TPC / TVC / MPN @ 25 degree C |  | PS 5336-2021 (App E1) | CFU / mL |  |  |  | *
457 | 2025-03-23 | External | Food - Microbiology - Liquid | TPC / TVC / MPN @ 37 degree C |  | PS 5336-2021 (App E1) | CFU / mL |  |  |  | *
458 | 2025-03-23 | External | Food - Microbiology - Solid | TPC/ TVC/ MPN |  | PS 5336-2021 (App E1) | CFU / g |  |  |  | *
459 | 2025-03-23 | External | Food - Microbiology - Solid | TPC/ TVC/ MPN @ 22 degree C |  | PS 5336-2021 (App E1) | CFU / g |  |  |  | *
460 | 2025-03-23 | External | Food - Microbiology - Solid | TPC/ TVC/ MPN @ 25 degree C |  | PS 5336-2021 (App E1) | CFU / g |  |  |  | *
461 | 2025-03-23 | External | Food - Microbiology - Solid | TPC/ TVC/ MPN @ 37 degree C |  | PS 5336-2021 (App E1) | CFU / g |  |  |  | *
462 | 2025-06-03 | External | Microbiology - Environment | Aerobic Plate Count |  | PS 5336-2021 (App E1) | CFU / Plate |  |  |  | *
463 | 2025-06-03 | External | Microbiology - Environment | TPC/ TBC/ MPN/ VCC |  | PS 5336-2021 (App E1) | CFU / Plate |  |  |  | *
464 | 2025-06-03 | External | Microbiology - Swab | Aerobic Plate Count |  | PS 5336-2021 (App E1) | CFU / sq cm |  |  |  | *
465 | 2025-06-03 | External | Microbiology - Swab | TPC/ TBC/ MPN/ VCC |  | PS 5336-2021 (App E1) | CFU / sq cm |  |  |  | *
466 | 2025-03-23 | External | BNFF | Bioactive Zinc |  | PS 5336-2021-2nd Rev (App C) | % |  | 1 |  | *
467 | 2025-03-23 | BECS | BNFF | Bioactive Sulphur | PSQCA | PS 5336-2021-2nd Rev (App D) | % |  | 5 |  | *
468 | 2025-07-10 | External | BNFF | Viable Cell Count |  | PS 5336-2021-2nd Rev (App E1) | 10^x CFU |  | 3 |  | *
469 | 2025-03-23 | External | BNFF | Zn Mobilizing Efficiency |  | PS 5336-2021-2nd Rev (App E2) | % |  | 10 |  | *
470 | 2025-03-23 | External | BNFF | Sulphur Oxidizing Efficiency |  | PS 5336-2021-2nd Rev (App E3) | % |  | 10 |  | *
471 | 2025-03-23 | External | BNFF | Bioactive Sulphur - Quick Test |  | PS 5336-2021-2nd Rev (App F1) | Color |  | Dirty Green |  | *
472 | 2025-04-22 | BECS | Fertilizer - Liquid | P2O5 - Citrate Soluble (Available) | PSQCA | PS: 67-1996 | %
473 | 2025-07-25 | BECS | Fertilizer - Liquid | P2O5 - Citrate Soluble (Available) | PSQCA | PS: 67-1996 | %
474 | 2025-03-23 | BECS | Fertilizer - Solid | P2O5 - Citrate Soluble (Available) |  | PS: 67-1996 | %
475 | 2025-08-20 | BECS | Fertilizer - Liquid | Specific Gravity |  | Pycnometer Method | g/mL |  |  |  | *
476 | 2025-10-08 | BECS | Food - Meat | Antibiotic Residues - Tetracycline |  | Rapid Detection Kit | ppb |  |  |  | *
477 | 2025-04-08 | External | BNFF | Auxin Profile |  | Salkowsky Reagent | Color Index |  | Pale Yellow | Cherry Red | *
478 | 2025-03-23 | External | Food - Microbiology - Liquid | Auxin Profile |  | Salkowsky Reagent | Color Index |  | Pale Yellow | Cherry Red | *
479 | 2025-03-23 | External | Food - Microbiology - Solid | Auxin Profile |  | Salkowsky Reagent | Color Index |  | Pale Yellow - Cherry Red |  | *
480 | 2025-03-23 | BECS | Soil | pH |  | Schofield, & Taylor (1955). 19, 164–167. | - |  |  |  | *
481 | 2025-03-23 | BECS | Food - Salts | Total Protien |  | Theymoli Balasubramanian and Sadasivam, S (1987) | % |  |  |  | *
482 | 2025-03-04 | BECS | Fertilizer - Liquid | Nitrogen - Ammonical | UNIENISO | UNIENISO 15476:2009 | % |  |  |  | *
483 | 2025-03-04 | BECS | Fertilizer - Liquid | Nitrogen - Nitrate | UNIENISO | UNIENISO 15476:2009 | % |  |  |  | *
484 | 2025-06-03 | BECS | Fertilizer - Solid | Nitrogen - Ammonical |  | UNIENISO 15476:2009 | % |  |  |  | *
485 | 2025-03-23 | BECS | Fertilizer - Solid | Nitrogen - Nitrate |  | UNIENISO 15476:2009 | % |  |  |  | *
486 | 2025-12-23 | BECS | Fertilizer - Solid | EC | USDA | USDA Handbook 60 | μS/cm |  |  |  | *
487 | 2025-03-23 | BECS | Soil | Potassium |  | USDA Handbook 60 | ppm |  |  |  | *
488 | 2025-08-19 | BECS | Soil | Sodium Adsorption Ratio |  | USDA Handbook 60 | - |  |  |  | *
489 | 2025-03-23 | BECS | Water - Irrigation | Bi Carbonates |  | USDA Handbook 60 | ppm |  |  |  | *
490 | 2025-03-23 | BECS | Water - Irrigation | Calcium |  | USDA Handbook 60 | ppm |  |  |  | *
491 | 2025-03-23 | BECS | Water - Irrigation | Carbonates |  | USDA Handbook 60 | ppm |  |  |  | *
492 | 2025-03-23 | BECS | Water - Irrigation | Chlorides |  | USDA Handbook 60 | ppm |  |  |  | *
493 | 2025-03-23 | BECS | Water - Irrigation | EC |  | USDA Handbook 60 | μS/cm |  |  |  | *
494 | 2025-03-23 | BECS | Water - Irrigation | Potassium |  | USDA Handbook 60 | ppm |  |  |  | *
495 | 2025-08-19 | BECS | Water - Irrigation | Residual Sodium Carbonate |  | USDA Handbook 60 | ppm |  |  |  | *
496 | 2025-03-23 | BECS | Water - Irrigation | Sodium |  | USDA Handbook 60 | ppm |  |  |  | *
497 | 2025-08-19 | BECS | Water - Irrigation | Sodium Adsorption Ratio |  | USDA Handbook 60 | ppm |  |  |  | *
498 | 2025-03-23 | BECS | Soil | EC |  | USDA Handbook 60 or ISO 11265:1994 | dS/m |  |  |  | *
499 | 2025-03-23 | BECS | Water - Irrigation | Sulphates |  | Verma, B C (1977) | ppm |  |  |  | *
500 | 2025-12-09 | BECS | Fertilizer - Solid | Calcium - Chelated | AOAC | Vogel's text book of chemical analysis, AOAC 965.09 | % |  |  |  | *
501 | 2025-12-09 | BECS | Fertilizer - Solid | Iron - Chelated | AOAC | Vogel's text book of chemical analysis, AOAC 965.09 | % |  |  |  | *
502 | 2025-03-23 | BECS | Soil | C/N Ratio |  | Walkley, A. (1947.) or AOAC 955.04 | - |  |  |  | *
503 | 2025-03-23 | BECS | Soil | Organic Matter |  | Walkley, A. 1947. | % |  |  |  | *
504 | 2025-03-23 | BECS | Fertilizer - Solid | Calcium - Total |  |  | % |  |  |  | *
505 | 2025-07-30 | BECS | Fertilizer - Solid | Silicates |  |  | /𝟏 |  |  |  | *
506 | 2025-03-11 | BECS | Fertilizer - Solid | Sodium - Available | [6 empty] | *
507 | 2025-03-11 | BECS | Fertilizer - Solid | Sodium - Total |  |  | % |  |  |  | *
508 | 2026-02-03 | BECS | Fertilizer - Solid | Water Stability Test
509 | 2025-07-03 | BECS | Food - Rice | Crude Fiber | [6 empty] | *
510 | 2025-03-23 | BECS | Food - Rice | Physical Testing |  |  | - |  |  |  | *
511 | 2025-07-21 | BECS | Food - Salts | Appearence |  |  | - |  |  |  | *
512 | 2025-07-21 | BECS | Food - Salts | Colour |  |  | - |  |  |  | *
513 | 2025-07-21 | BECS | Food - Salts | Extraneous Matter / Impurities | [6 empty] | *
514 | 2025-07-21 | BECS | Food - Salts | Feel to Touch |  |  | - |  |  |  | *
515 | 2025-03-04 | BECS | Food - Salts | Mesh Size |  |  | % |  |  |  | *
516 | 2025-04-08 | BECS | Food - Salts | Microplastic in salt |  |  | mg / Kg |  |  |  | *
517 | 2025-07-21 | BECS | Food - Salts | Odor |  |  | - |  |  |  | *
518 | 2025-08-01 | BECS | Food - Salts | Package - Polycyclic Aromati Hydrocarbons (PAH) |  |  | mg / Kg |  |  |  | *
519 | 2025-08-01 | BECS | Food - Salts | PAH - Benzo (a) anthracene |  |  | mg / Kg |  |  |  | *
520 | 2025-08-01 | BECS | Food - Salts | PAH - Benzo (a) Pyrene |  |  | mg / Kg |  |  |  | *
521 | 2025-08-01 | BECS | Food - Salts | PAH - Benzo (b) fluoranthene |  |  | mg / Kg |  |  |  | *
522 | 2025-08-01 | BECS | Food - Salts | PAH - Benzo (e) Pyrene |  |  | mg / Kg |  |  |  | *
523 | 2025-08-01 | BECS | Food - Salts | PAH - Benzo (g,h,i) Perylene |  |  | mg / Kg |  |  |  | *
524 | 2025-08-01 | BECS | Food - Salts | PAH - Benzo (k) fluoranthene |  |  | mg / Kg |  |  |  | *
525 | 2025-08-01 | BECS | Food - Salts | PAH - Chrysene |  |  | mg / Kg |  |  |  | *
526 | 2025-08-01 | BECS | Food - Salts | PAH - Dibenzo (a,h) Anthracene |  |  | mg / Kg |  |  |  | *
527 | 2025-08-01 | BECS | Food - Salts | PAH - Indene (1,2,3 - cd) Pyrene |  |  | mg / Kg |  |  |  | *
528 | 2025-08-01 | BECS | Food - Salts | PAH - PA 4 |  |  | mg / Kg |  |  |  | *
529 | 2025-07-21 | BECS | Food - Salts | Taste |  |  | - |  |  |  | *
530 | 2025-11-05 | BECS | Food and Feed | Physical - Colour |  |  | - |  |  |  | *
531 | 2025-11-05 | BECS | Food and Feed | Physical - Taste/Flavour |  |  | - |  |  |  | *
532 | 2025-01-22 | BECS | Minerals | Moisture |  |  | % |  |  |  | *
533 | 2025-04-10 | BECS | Minerals | Particle Size -25 Mesh |  |  | % |  |  |  | *
534 | 2025-03-23 | BECS | Minerals | Particle Size +4 Mesh |  |  | % |  |  |  | *
535 | 2025-08-21 | BECS | Water - Drinking | PT - Colour |  |  | - |  |  |  | *
536 | 2025-08-21 | BECS | Water - Drinking | PT - Odor |  |  | - |  |  |  | *
537 | 2025-08-21 | BECS | Water - Drinking | PT - Taste |  |  | - |  |  |  | *
538 | 2025-08-21 | BECS | Water - Drinking | PT Package - Physical Testing |  |  | Package |  |  |  | *
539 | 2025-08-28 | BECS | Water - Drinking - Package | Colour |  |  | - |  |  |  | *
540 | 2025-08-28 | BECS | Water - Drinking - Package | Odor |  |  | - |  |  |  | *
541 | 2025-08-28 | BECS | Water - Drinking - Package | Taste |  |  | - |  |  |  | *
542 | 2025-05-29 | External | Food - Honey | Total Carbohyderates |  |  | g / 100 g |  |  |  | *

## Client
BECS List of Clients |  |  |  | Source : BECS Database - Client
Client Reference |  |  |  | Address |  |  | Tax Number |  | Focal Person
Sr # | Reg Date | Sector | Name | Line 1 | Line 2 | City | NTN | STN | Name | Cell # | email
1 | 2025-03-17 | Biofertilizers | Microbial Biotechnogies | 41, Tariq Ismail Road | Off Raiwind Link Road | Lahore |  |  | Amna Sadiq | 0300-9658774 | amnasadiq0295@gmail.com
2 | 2025-03-17 | BNFF | Biotech Fertilizer (Pvt) Ltd | 41, Tariq Ismail Road | Off Raiwind Link Road | Lahore |  |  | Muhammad Afzal | 0301-4373449
3 | 2025-03-17 | Cosmetics | BBA Cosmetics | 12-A, Al Noor Industrial Area | Anum Road | Lahore |  |  | Uzair Ahmad | 0308-7353104 | uzairahmad104@gmail.com
4 | 2025-03-17 | Fertilizer | AFM | 1 Km, Katar Bund Road | Thokar Niaz Baig | Lahore |  |  | Dr Faheem | 0321-4774936
5 | 2025-03-17 | Fertilizer | Agricon Services | Pahhranwali |  | Mandi Baha ud Din |  |  | Ghulam Abbas Tarar | 0300-8625279
6 | 2025-03-17 | Fertilizer | Agro Farma Chemicals
7 | 2025-03-17 | Fertilizer | Ajwa Agro Services | 6 Km, Faizpur interchange | Sharaqpur Road | Lahore |  |  | Zafar Iqbal | 0300-4928574 | Ajwa.agro@gmail.com
8 | 2025-03-17 | Fertilizer | Al Nasar Fertilizer
9 | 2025-07-21 | Fertilizer | Ali Agro Chemical | Matta |  | Swat |  |  | Muhammad Bahdar | 0346-9421238
10 | 2025-04-09 | Fertilizer | Anmol Agro Chemical (Pvt) Ltd |  |  | Gujranwala |  |  | M Riaz Ahmad | 0300-8743714
11 | 2025-05-21 | Fertilizer | Asghar Sons | NFC Society |  | Lahore |  |  | Musharaf | 0300-8501165
12 | 2025-05-20 | Fertilizer | BAYER Pakistan (Pvt) Ltd | Plot 23, Sector 22 | Korangi Inustrial Area | Karachi |  |  | Aftab Ahmad Sheikh | 0333-4510544
13 | 2025-03-17 | Fertilizer | Bhatti Traders
14 | 2025-03-17 | Fertilizer | CABI
15 | 2025-12-15 | Fertilizer | Comsats University | Defense Road |  | Lahore |  |  | Dr Khaliq | 0334-7378 082
16 | 2025-06-25 | Fertilizer | Daishin Agro Technologies | Plot 3, Rohi Drain | Mohlanwal, Multan Road | Lahore |  |  | Osman Haider | 0309-9113129 | uhaidermalik.28@gmail.com
17 | 2025-05-21 | Fertilizer | Eastern Scientific | Revenue Society |  | Lahore |  |  | Musharaf | 0300-8501165
18 | 2025-03-17 | Fertilizer | Ever Green
19 | 2025-05-19 | Fertilizer | Faras Chemical Manufacturing | 77 D, Wahdat Road | New Muslim Town | Lahore |  |  | Sayal Ahmad | 0323-8486230
20 | 2025-03-17 | Fertilizer | Faysal Farms | 16 Km, Kot Karam Khan | JDW Road | Rahim Yar Khan |  |  | Annus Faisal | 0302-2924646
21 | 2025-03-17 | Fertilizer | Fazal Fertilizer (Pvt) Ltd | 52, D-2 | Johar Town | Lahore |  |  | Mian Saif ur Rehman | 0321-2930372 | Mian.saif.ur.rehman@gmail.com
22 | 2025-03-17 | Fertilizer | Five Star Agro Fertilizer
23 | 2025-03-17 | Fertilizer | Geo Elements | Allah Hu Industrial Estate | Ferozepur Road | Lahore
24 | 2025-03-17 | Fertilizer | Guard Agriculture Research & Servicess |  |  | Lahore |  |  | Asim Zia | 0309-9359025
25 | 2025-08-08 | Fertilizer | Hamdard University |  |  | Karachi |  |  | Tayyaba Asif | 0332-2446578 | tayyaba.asif@hamdard.edu.pk
26 | 2025-03-17 | Fertilizer | Kropz AG Care Fertilizer |  |  | Lahore |  |  | Saleem Anwar | 0300-7760532
27 | 2025-12-23 | Fertilizer | Lucky Core Industries Limited | 63 Mozang Road |  | Lahore |  |  | Seemab Yamin | 0323-4937765 | seemab.yamin@luckycore.com
28 | 2025-03-17 | Fertilizer | Mansoor Chemicals
29 | 2025-06-19 | Fertilizer | Mashal Chemical Industries Pvt Ltd. | Plot A-43, Phase 1-A, M3 Industrial City SEZ | Sahianwala Interchnage | Faislabad |  |  | M Yahya Sardar | 0348-4811111 | myahyasardar@gmail.com
30 | 2025-09-09 | Fertilizer | Muhammad Wahid Akhtar | Bhabra Market, Naseerabad | Model Town | Lahore |  |  | Muhammad Wahid Akhtar | 3004158900 | wahidawan31@gmail.com
31 | 2025-07-10 | Fertilizer | Next Gen Fertilizer | 41, Tariq Ismail Road | Off Raiwind Link Road | Lahore |  |  | Muhammad Afzal | 0301-9836902 | afzalchemist009@gmail.com
32 | 2025-03-17 | Fertilizer | Orient Agro |  | by pass | Shaikhupura |  |  | Samar Abbas | 0307-6830218
33 | 2025-07-29 | Fertilizer | Qarshi Research International Pvt. Ltd | 15 - G | Gulberg III | Lahore |  |  | Muhammad Ali | 0307-8719441 | ali.muhammad@qrilabs.com
34 | 2026-02-19 | Fertilizer | Reliance Waste Recycling Pvt Ltd |  |  | Pakpatan |  |  | Meer Ansab Hafeez
35 | 2025-06-13 | Fertilizer | Royal Agro Chemicals | Shop 1, Razzak Luxury Apartments, Main University Road | Opp Askari Park, Al Hilal CHS | Karachi |  |  | M Ashraf | 0300-8645080
36 | 2025-11-13 | Fertilizer | RPDS | Model Town |  | Lahore |  |  | Fizan Jabbar | 0319-3653049
37 | 2025-12-31 | Fertilizer | TECHNICS | F8 Jinnah Tower A Block | Commercial Valancia Housing | Lahore |  |  | Raja Khaliq Hussain | 0300-8654938
38 | 2025-03-17 | Fertilizer | TUV Rheinland Arabia LLC | Branch Office | 47 B, Johar Town | Lahore | 71573343 |  | Akram | 0317-8883572 | muhammad.akram@sa.tuv.com
39 | 2025-03-17 | Fertilizer | United Agro Chemical | 686-C | Faisal Town | Lahore |  |  | M Asif Ali | 0300-4928574 | masifali7@hotmail.com
40 | 2025-03-17 | Fertilizer | United Ethanol Industries Ltd | 686-C | Faisal Town | Lahore |  |  | M Asif Ali | 0300-4928574 | masifali7@hotmail.com
41 | 2025-03-17 | Fertilizer | Vital Agri Nutrients | 605, Al-Hafeez Heights | Gulburg III | Lahore |  |  | Himayat Hussain | 0325-4330612
42 | 2025-03-17 | Food | A&Y Food Industrires Pvt ltd | Plot 1, Sector A-3, Export Processing Zone | Landhi 75150 | Karachi |  |  | Salman | 0324-2592017
43 | 2025-07-28 | Food | Abdul Wasay Flour Mills | Saadat Conly | Band Road | Lahore |  |  | Khizer Jehangir | 0321-2878267 | info@awflourmills.com
44 | 2025-08-26 | Food | Achha Foods | Main Boulevard, Green Forts 2 | Canal Road | Lahore |  |  | Usman Ashraf | 0305-9797418 | Usman.achha@gmail.com
45 | 2025-03-17 | Food | AIF Nutraceutical
46 | 2025-08-01 | Food | Al Moiz Industries Limited | 2 / D - 1 | Gulberg III | Lahore |  |  | Kamran Manzoor | 0307-5696035 | kamran.manzoor@almoiz.com
47 | 2025-06-26 | Food | Alhamdolillah Exports | 52, Wahdat Town | Satiana Road | Faislabad |  |  | Waqas Khawaja | 0300-8473001
48 | 2025-07-18 | Food | Anaya Salt Crafts | Plot No.34 B Block | S.I.E G.T Road | Jehlum |  |  | Saqib Naveed | 0300-5425496
49 | 2025-05-20 | Food | Anis Associates (Pvt.) Ltd. | 4 Km, Managa-Raiwind Road |  | Lahore |  |  | Dr Jawad Masood | 0305-9982541
50 | 2025-11-26 | Food | Ayor Health Ltd | 86-90 Paul Street, | EC2A 4NE | London |  |  | Mr.Hamza | 442035767057 | contact@ayorhealth.co.uk
51 | 2025-04-21 | Food | Bake Parlor Bread | Plot 32, Sector 28 | Korangi Industrial Area | Karachi |  |  | M Bilal Doger | 0306-4282672
52 | 2025-10-27 | Food | Balouch Foods International | Plot No. 55, Dates Market NHA Therhi, | 66160 Khairpur Mir's | Sindh |  |  | Imdad Balouch | 0302-2203330 | balouchfoods@gmail.com
53 | 2025-10-07 | Food | Bashir Darul Mahi | 58- Gulberg-II |  | Lahore |  |  | Talha Ikram | 0303-4396085
54 | 2025-03-17 | Food | Bilal International | Plot 3-LM | Sargodha-Mianwali Road | Quaidabad, Khushab |  |  | Ijaz | 0303-9518578
55 | 2025-09-17 | Food | Brim Burgers PK | Head Office | DHA Raya | Lahore |  |  | M Arham Raza | 0309-6932286 | arhamraza446@gmail.com
56 | 2025-12-02 | Food | Bureau Veritas | First Floor Somia Ehsan Plaza | College Road Township | Lahore |  |  | Sana Zulfiqar | 0304-1989957 | sana.zulfiqar@bureauveritas.com
57 | 2025-03-17 | Food | Enerzaar | Firdaus Market | Gulberg 3 | Lahore |  |  | Abrar Nadeem | 0346-4412029 | abrar.nadeem77@gmail.com
58 | 2025-10-29 | Food | Farmers Cheese Maaking (Pvt.) Ltd | Near Gajju Matta |  | Lahore |  |  | Zain Amin | 0322-4124772 | ga@fcm.com.pk
59 | 2025-07-29 | Food | Glaze Sweets | Punjab Industria Estate |  | Taxila |  |  | Shehneela Riaz | 0348-8037583 | shehneelariaz391@gmail.com
60 | 2025-12-24 | Food | Glaze Sweets Private Limited | 22D, 23D Punjab Small Industrial Estate | Jhang Bahtar Road | Wah Cantt |  |  | Shehneela Riaz
61 | 2025-09-16 | Food | GMP Foods Private Ltd | 8B, B-Block, | Model Town | Lahore |  |  | Mohsin Ali | 0301-4546408 | gmpfoodspvtltd@gmail.com
62 | 2026-01-28 | Food | GNS Agri Farm | Rehman Pura Near Dolay wala stop |  | Lahore |  |  | Nadeem Ghulam Nabi | 0321-6583890 | gnsagrifarm@gmail.com
63 | 2025-03-17 | Food | Golden Food Products
64 | 2025-09-21 | Food | Green Bagram Logistics & Agricultural Services | 224-Street 13, District 10 | Wazir Akbar Khan | Kabul Afghanistan |  |  | Irfan Rustam | 0374-7955755 | Irfan.rustam@greenbagram.com
65 | 2025-10-10 | Food | Halal Beef Gelatin Mills (Pvt) Ltd | A Project of Cheng Xiang Gelatin | P-407-A, Muslim Town, Lasani Pulli | Sargodha Road, Faisalabad |  |  | Mr.Asad |  | asad.masood1980@gmail.com
66 | 2025-09-04 | Food | Homemade Cuisine Gluten Free | 272/H2, Mall Gate # 1، Opp Emporium Mall | Block H 2, Phase 2, Johar Town | Lahore |  |  | Sudais Asif | 0333-4271429 | Homemadecuisine01@gmail.com
67 | 2025-11-26 | Food | Hoti Himalayan Salt Pvt Ltd. | House # 23, street # 28 | F-8/1 | Islamabad |  |  | M.Zarak Malik | 0313-9349348
68 | 2025-07-14 | Food | Hunza Organics | 438, Zeenat Block | Allama Iqbal Town | Lahore |  |  | Mr. Zahid Durrani | 0333-4349488
69 | 2025-07-14 | Food | ICELAND Cold Chain | 11-Km | Raiwind Road | Lahore |  |  | M.Saad Chandia | 0321-8456731 | saad@iceland.pk
70 | 2025-12-24 | Food | Individual | Dream Avenue Society | Raiwind Road | Lahore |  |  | Waqas Khan | 0333-4728082 | waqasbalakh236@gmail.com
71 | 2025-12-24 | Food | International Services of Compliance |  |  | Islamabad |  |  | Zulfiqar Ali | 0331-1313644
72 | 2026-02-19 | Food | Ishfaq Tanneries | 11-km ferozpur road |  | Kasur |  |  | Tanveer Hussain | 0322-4200024
73 | 2025-03-17 | Food | Itefaq Trading Co | Ittefaq House, 369, Block D-2 | Johar Town | Lahore |  |  | Zahoor Ahmad | 0322-4999938 | logistics@ittefaqsalt.com
74 | 2025-03-17 | Food | Ittefaq Salt | Ittefaq House, 369, Block D-2 | Johar Town | Lahore
75 | 2025-08-07 | Food | Javeria Dairy | 15 D2 Abdullah Street, | New Islamia Park, Samanabad | Lahore |  |  | Faisal Munir | 0301-7005397 | faaisalmunir@gmail.com
76 | 2025-07-21 | Food | Kashmir Sugar Mill |  |  | Shorkot |  |  | Amir Kahloon | 0303-2366406 | amirkahloon991@gmail.com
77 | 2025-07-24 | Food | Khalis Oil & Ghee Industries LTD | 3.5-km Muridke Sheikhupura | Road Muridke | Lahore |  |  | Shahzad Rehman | 0300-6629385 | shehzadrehman.iso@gmail.com
78 | 2025-03-20 | Food | Khawaja Rice processors | 5 Km, Narowal-Muredke Road | Muredke | Lahore |  |  | M Imran | 0300-8135271
79 | 2025-03-17 | Food | Kinwah Foods | Iqbal Garden, Near Superior University | Canal Avenue | Rahim Yar Khan |  |  | M Atif Javed | 0342-8862970
80 | 2025-03-17 | Food | MAF Retailing LLC | MAF Carrefour | Fortress Stadium | Lahore |  |  | Ahmad Rafique | 0302-8201299 | arafique@mafcarrefour.com
81 | 2025-07-03 | Food | MAP Rice Mills | 5 km | Gujranwal Road | Hafizabad 52110 |  |  | Raja Arslan | 0310-3332705
82 | 2025-07-08 | Food | Marjan Maize Products (Pvt) Ltd | 7 Km | Raiwind-Manga Road | Lahore |  |  | Waqar Ahsan | 0306-0585071 | waqar.ahsan@mmppl.com
83 | 2025-07-08 | Food | Matco Foods Ltd | 50 Km, G T Road | Sadhoke | Gujranwala |  |  | Asif Shareef | 0346-8206042 | asif.shareef@matcofoods.com
84 | 2026-01-26 | Food | MG Agri Foods Pvt Ltd | MG Agri Foods Pvt Ltd VHT Processing and packhouse facility | 4-Km Masood Nagar | Kabirwala |  |  | Talha Mughal | 0307-5551383 | talha.bd@mgagrifoods.com
85 | 2025-12-31 | Food | MOMS EARTH | House 108-C | Palm City | Lahore |  |  | Azan Akmal | 0310-6540171 | azanakmal01245@gmail.com
86 | 2025-11-06 | Food | Montaris | Office No. 1, Plaza 62C Iqbal Road Civic Center | Airport Housing Society | Islamabad |  |  | Mobeen Khan | #ERROR! | hello@whymontaris.com.au
87 | 2026-01-06 | Food | National Flour & General Mills Ltd. |  | Lahore Road | Sheikhupura |  |  | Naeem Aslam | 0322-5860917
88 | 2025-11-26 | Food | National Food Limited | Plot 346-347 Phase 2 M3 | Industrial City | Faisalabad |  |  | Mubashir Aslam | 0304-6801334 | Mubashir.aslam@nfoods.com
89 | 2025-10-27 | Food | Natural Foods Pakistan | Plot No. 95, Main Road National Highway Therhi | 66160 Khairpur Mir's | Sindh |  |  | Abdul Ghaffar | 0300-0186141 | Export.naturalfoodspak@gmail.com
90 | 2025-05-25 | Food | Noir Shilajet (UK) | 52 Runnymede Gardens, Western Avenue | Greenford | London UB6 8SU |  |  | Amir Mehmood | 447730661714
91 | 2025-09-17 | Food | Oatilier | 213 C, Street - 1 | NFC | Lahore |  |  | Sayed Taimoor | 0322-4528242 | taimoorsyed52@gmail.com
92 | 2025-11-06 | Food | Organico Mart | B 5 Panorama Center | Circket stadium Road | Rawalpindi |  |  | Sakhi Zaman | #ERROR! | organicomart@gmail.com
93 | 2025-07-30 | Food | Pak Veritas Gobal |  |  | Lahore |  |  | Ali Raza | 0326-7899955
94 | 2025-04-29 | Food | Pakistan Organic Pink Salt | 32 Km, Jauharabad-Mianwali Road | Okhlimohalah | Khushab |  |  | Adeel | 0300-1117834
95 | 2026-01-26 | Food | Parbat Shilajit | Diamer District |  | Gilgit Baltistan |  |  | Hafiz Shabbir | 0315-1003811
96 | 2025-08-19 | Food | PK Meat & Food Company (Pvt) Ltd | Rohi Nala Bypass | Manga Road | Raiwind, Lahore |  |  | Syed Rajab Ayub | 0336-4851971 | QA@pkmeat.com
97 | 2025-10-29 | Food | Punjab Food Authority | ead office 83-C | New Muslim Town Near Naqsha Stop | Lahore |  |  | Abdul Samad |  | samplinganalyst.pfa@gmail.com
98 | 2025-04-25 | Food | Rayyan Organics | Sector C-3, Garilth | Main KKH Road | Hunza, Gilgit Baltistan |  |  | Malik Rayyan | 0323-9589904
99 | 2026-01-07 | Food | Rehmat Wheat Products (Pvt) Ltd | 19-Ravi Road |  | Lahore | 79167947 |  | Rashid Lodhi | 0300-6726178 | rashidlodhi77@gmail.com
100 | 2025-08-22 | Food | RITZ PVT | H1412 | Akbari Market | Lahore |  |  | Bilal Ahmad | 0316-4010014 | ritzyprivate@gmail.com
101 | 2025-03-17 | Food | Shahi International (Pvt) Ltd | Plot 566-A | Sundar Industrial Estate | Lahore |  |  | Rizwan Ali | 0333-0301237 | rizwan.ali@shahi.pk
102 | 2025-12-19 | Food | Shams Grains Private Limited | 2Km Manga | Raiwind Road | Lahore | 8981483-5 |  | Dr. Muhammad Akhlaq | 0323-4236778 | Muhammad.akhlaq@shamsgrains.com
103 | 2025-04-21 | Food | Skaaf Food | 1.2 Km, Rohi Drain Near PSO | Ferozepur Road, Gajjumata | Lahore |  |  | M Hamaad Zia | 0321-7244949
104 | 2026-03-18 | Food | Star Chicken | 5 Km Depalpur Road, | Bahadurpura | Kasur |  |  | Rana Naveed | 0300-6516374
105 | 2025-04-09 | Food | Suhail International | Hazrat Usman e Ghani road | Sagiyan Bypass | Lahore |  |  | Adil Mail | 0303-8444927
106 | 2025-10-29 | Food | Supreme Flour Mills | 22-km, Multan Road | Molanwal | Lahore |  |  | Atiya Iftikhar | 0336-7929808
107 | 2025-04-07 | Food | TUV Rheinland Arabia LLC | Branch Office | 47 B, Johar Town | Lahore |  |  | M Akram | 0317-8883572
108 | 2025-07-03 | Food | Vital Foods | 5 km, Head Baloki Road | More Khunda | Nankana Sahib |  |  | Ishtiaq Ahmad | 0332-6657236 | vitalfoods28@gmail.com
109 | 2025-03-17 | Food | Vital Green (Pvt) Ltd
110 | 2025-11-05 | Food | Vitameena Ltd | 230 Pretoria Road, Birmingham |  | England, United Kingdom, B9 5LG |  |  | Saif Ali | #ERROR! | vitameenaltd@gmail.com
111 | 2025-09-23 | Food | Volka Food International Ltd | 3Km Bahawalpur Bypass | Bahawalpur Road | Multan | 7342134-6 |  | M Salman Aslam | 92-61-111-795-795 | salman.aslam@volkafood.com
112 | 2025-08-08 | Food | Wali Jan Trading Company | Santan Bazar |  | Chaman |  |  | Wali Jan | 0309-8000624
113 | 2025-07-21 | Food | Wasiq Traders | 12/1 Shahjahan Street, Alamgir Road | Islamia Park, Poonch Road | Lahore | 3520263593161 |  | Syed Wasiq Ali | 0337-4004523
114 | 2025-07-18 | Food | Wing Foods (Pvt) Limited | N-5 Thehri, Habibabad | District Khairpur Miras | Sindh |  |  | Salman Ghaffar | 0305-3125410
115 | 2025-08-07 | Food | Zain Ahmed Enterprises (Pvt) Ltd | 31-C Ittehad Commercial Lane, | 10, DHA Phase 6, | Karachi | 9252575 |  | Rizwan Ali | 0333-0301237 | rizwan.ali@shahi.pk
116 | 2025-03-17 | Govt Punjab | Director General EPA (Punjab)
117 | 2025-03-17 | Govt Punjab | Islamia University Bhawalpur | Faculty of Agriculture & Environment |  | Bahawalpur |  |  | Dr Azhar Hussain | 0321-6814625 | azharhaseen@gmail.com
118 | 2025-07-08 | Individual | Dr Ahsan Waheed | Chak 77, Mananwala Road | Shahkot | Dist Nankana Sahib |  |  | M Saeed | 0300-9449121
119 | 2025-04-08 | Minning | Display Power | Plot # GA Sector | Passo Canal Bank | Lahore |  |  | M Humayoun Sumbal | 0300-6099866
120 | 2025-04-09 | Minning | Geo Elements | Allah Hu Industrial Estate | Ferozepur Road | Lahore |  |  | M Saeed | 0321-4342677
121 | 2025-09-15 | Minning | Hilltop Mining (SMC-Pvt) Ltd. | Office No: 224 3rd Floor Memoon Centre Syed | MojDarya | Lahore | G 390727 |  | Shahzad Qaiser | 0300-6030421
122 | 2025-03-17 | NGO | Agha Khan Economic Planning Board | 300 / 2 | Garden East | Karachi |  |  | Bilal Ahmad | 0321-4087828
123 | 2025-07-14 | Packaging | Continental Plastic Industries | 16.5 Km | Sheikhupura Road | Lahore |  |  | Yasir Mobeen | 0314-5083854 | mobeen.yasir@continentalpi.com
124 | 2026-03-24 | Packaging | Sakhi International | Plot C-13, North Western Industrial Zone | Port Qasim, Bin Qasim Town | Karachi |  |  | Amjad Salman Ahmed | 0332-2717099 | salmanamjad995@gmail.com
125 | 2026-01-26 | Packaging | Sasa Packaging (SMC-Pvt) Limited. | Street 1, Abubakar Road, Bilal City | Saggian Bypass Road | Lahore |  |  | Abdul Haseeb | 0309-8502960 | azhar@sasapackaging.com
126 | 2025-12-01 | Packaging | Shafiq Pak Packaging Peivate Limited | Sunder Industrial Estate Gate no 1 Plot no 9-10 | Raiwind Road | Lahore |  |  | Uzair Haidri | 0308-1858682 | uzairhaidri07@gmail.com
127 | 2025-03-17 | Pesticide | AFM Pesticide | 1 Km, Katar Bund Road | Thokar NIaz Baig | Lahore |  |  | Anwar Mustafa | 0300-8481788
128 | 2025-03-17 | Pharma | Citi Pharma Ltd | 558, Block Q, Phase 2 | Johar Town | Lahore
129 | 2025-03-17 | Seed | Yuksel Seed Asia (Pvt) Ltd | 434, RRF-6 | Mamunkanjan | Faislabad |  |  | Mian Shoukat Ali | 0333-0428007 | 5354shoukat.ali@yukselseed.com
130 | 2025-08-13 | Surgical | B & H Surgical Instruments | Marala Road, Near ATC College | Nai Abadi Muradpur | 51310 Sialkot
131 | 2025-03-17 | Textile | Sapphire Textile
132 | 2025-03-17 | Waste Mgmt | At Waste Management Company
133 | 2026-04-07 | Dairy | Bursa Dairies Pvt Ltd
134 | 2026-04-15 | Fertilizer | Rachna Agro Chemical Pvt Ltd. |  |  | Gujranwala |  |  | Zafar Iqbal | 0300-4928574 | Ajwa.agro@gmail.com
135 | 2026-04-17 | Food | Mehr Food Products | Near Mehr Estate, Opp Allied Petrol Pump | 0.5km Marala Road to Balanwala | Sialkot |  |  | Usman Shakeel | 0322-3344242
136 | 2026-05-07 | Packaging | Majeed Foods Pvt. Ltd. Flour Mills | Basti Sanglan Southern | Bye Pass Airport Road | Bahawalpur |  |  | Ghulam Murtaza Executive | 0325-6565764
137 | 2026-05-08 | Fertilizer | Dynamic Engineering | Small Industrial Area |  | Khanewal |  |  | Zaman Gul | 0321-4141452 | sales@dynamicengineers.com
138 | 2026-05-11 | Fertilizer | Quintech Sciences | Rasool Nawaz Sugar Mills (Pvt) Ltd | 15 Km, Gojra Road | Samundari |  |  | Zaheer Abbas | 0300-7623670 | zaheerfertilizer.670@gmail.com
139 | 2026-05-18 | Packaging | Rustam foods Pvt Ltd | 21 KM Ferozpur Road |  | Lahore |  |  | Ehsan Ahmad | 0315-4607424 | ehsan.ahmad@rustamfoodspk.com
140 | 2026-05-18 | Fertilizer | Becs Analytics Pvt Ltd | Plot no 121, 122 | Special economic Zone | Rahim Yar Khan |  |  | Mashhud Shahid | 0319-3499169
141 | 2026-06-03 | Food | Grainways Industries | Plot 1333 Kacha Jail Road | Near PECO Phatak | Lahore |  |  | Azad Chaiwala | 0322-8000890
142 | 2026-06-04 | Food | Haji Zamurd Rice Mills |  |  | Bahawalnagar |  |  | Hammad Atari | 0332-2007373
143 | 2026-06-11 | Fertilizer | Techgro | Katar Band Road Street 2 |  | Lahore |  |  | Atta ur Rehman | 0303-9968986 | Techgro-1gmail.com
144 | 2026-06-15 | Fertilizer | R.B Avari Enterprises (Pvt.) Ltd. | Room # 4 2nd Floor, Sasi Arcade Block-7 | Kehkashan Scheme-5 main clifton Road | Karachi |  |  | M Zahid Iqbal | 0326-8445160
145 | 2026-07-02 | Food | Black Horse Shilajit | Unit 31 Batley Enterprise Centre | 513 Bradford Road Batley Wf17 8LL |  |  |  | Hafeez Kayani | 447711068185 | Info@blackhorseshilajit.co.uk

## TP Client
BECS Third Party Clients |  |  |  |  | Source : BECS Database - TP Client
Client Reference |  |  |  | Third Party Client |  |  |  | Third Party Focal Person |  |  | my
Sr # | Reg Date | Sector | Name | Name | Line 1 | Line 2 | City | Name | Cell # | email
1 | 2025-09-22 | Food | Green Bagram Logistics & Agricultural Services | WFP CV Program | Street # 4, Shar-e-Now | Kabul | Afghanistan |  |  |  | 925
2 | 2025-11-26 | Food | Hoti Himalayan Salt Pvt Ltd. | Productos Innovadores Proalmex | CIA LTDA | P100786-ECO1-03 | Ecuador |  |  |  | 1125
3 | 2026-03-06 | Food | Itefaq Trading Co | Nutrainno USA Inc | 3919 Guasti Rd, Ste A | Ontario 91761 | USA |  |  |  | 326
4 | 2025-08-08 | Food | Itefaq Trading Co | EMART Inc | 37, Sejong-daero 7-gil, Jung-gu | Seol, Postal Code 04511 | Republic of Korea |  |  |  | 825
5 | 2026-01-16 | Food | Itefaq Trading Co | Limitless Packaging Ltd. | Syokimau Off Katani Road | Nairobi | Kenya |  |  |  | 126
6 | 2026-04-07 | Dairy | Bursa Dairies Pvt Ltd | 110/12L, bypass | Chichawatni |  | Sahiwal | Faisal Sheraz | 0305-1936306 | info@bursadairies.com | 426
0
0
0
0
0
0
0
0
0
0
0
0
0
0
0
0
0
0
0
0
0
0
0
0
0
0
0
0
0
0
0
0
0
0
0
0
0
0
0
0
0
0
0
0
0
0
0
0
0
0
0
0
0
0
0
0
0
0
0
0
0
0
0
0
0
0
0
0
0
0
0
0
0
0
0
0
0
0
0
0
0
0
0
0
0
0
0
0
0
0
0
0
0
0
0
0
0
0
0
0
0
0
0
0
0
0
0
0
0
0
0
0
0
0
0
0
0
0
0
0
0
0
0
0
0
0
0
0
0
0
0
0
0
0
0
0
0
0
0
0
0
0
0
0
0
0
0
0
0
0
0
0
0
0
0
0
0
0
0
0
0
0
0
0
0
0
0
0
0
0
0
0
0
0
0
0
0
0
0
0
0
0
0
0
0
0
0
0
0
0
0
0
0
0
0
0
0
0
0
0
0
0
0
0
0
0
0
0
0
0
0
0
0
0
0
0
0
0
0
0
0
0
0
0
0
0
0
0
0
0
0
0
0
0
0
0
0
0
0
0
0
0
0
0
0
0
0
0
0
0
0
0
0
0
0
0
0
0
0
0
0
0
0
0
0
0
0
0
0
0
0
0
0
0
0
0
0
0
0
0
0
0
0
0
0
0
0
0
0
0
0

## Tax (hidden)
Taxes
BECS DB : PS Tax
From | To | Rate
2025-01-01 | 2026-12-31 | 16%