## Test
BECS - Registered Test Methods |  |  |  |  | Source : BECS DB - Test
Test Parameters Reference |  |  |  |  | Test Method Reference |  | Standard Limits |  | Steric | Base Pr
Sr # | Reg Date | Lab | Matrix | Parameter | Analytical Method | Unit | Lower | Upper | NA | Rs / Test
1 | 2025-03-23 | External | Biofertiliers | Bac Efficiency - K Solubilizing | PS 5330 - 2014 (App H) | % | 20 |  | * | 5000
2 | 2025-03-23 | External | Biofertiliers | Bac Efficiency - N Fixing | PS 5330 - 2014 (App F) | mg / g | 10 |  | * | 5000
3 | 2025-03-23 | External | Biofertiliers | Bac Efficiency - P Solubilizing | PS 5330 - 2014 (App E) | % | 20 |  | * | 5000
4 | 2025-03-23 | External | Biofertiliers | Bac Efficiency - PGPR and Rhizobium | PS 5330 - 2014 (App D) | Growth | 8 |  | * | 5000
5 | 2025-03-23 | External | Biofertiliers | Bac Efficiency - Zn Solubilizing | PS 5330 - 2014 (App G) | % | 20 |  | * | 5000
6 | 2025-03-23 | External | Biofertiliers | Contemination Level | PS 5330 - 2014 (App B) | 10^x CFU / g & L | - |  | * | 5000
7 | 2025-03-23 | External | Biofertiliers | Viable Cell Count | PS 5330 - 2014 (App C) | 10^x CFU / g & L | 7 |  | * | 2000
8 | 2025-04-08 | External | BNFF | Auxin Profile | Salkowsky Reagent | Color Index | Pale Yellow | Cherry Red | * | 5000
9 | 2025-03-23 | BECS | BNFF | Bioactive Sulphur | PS 5336-2021-2nd Rev (App D) | % | 5 |  | * | 2500
10 | 2025-03-23 | External | BNFF | Bioactive Sulphur - Quick Test | PS 5336-2021-2nd Rev (App F1) | Color | Dirty Green |  | * | 2500
11 | 2025-03-23 | External | BNFF | Bioactive Zinc | PS 5336-2021-2nd Rev (App C) | % | 1 |  | * | 2500
12 | 2025-03-23 | External | BNFF | Sulphur Oxidizing Efficiency | PS 5336-2021-2nd Rev (App E3) | % | 10 |  | * | 5000
13 | 2025-07-10 | External | BNFF | Viable Cell Count | PS 5336-2021-2nd Rev (App E1) | 10^x CFU | 3 |  | * | 5000
14 | 2025-03-23 | External | BNFF | Zn Mobilizing Efficiency | PS 5336-2021-2nd Rev (App E2) | % | 10 |  | * | 5000
15 | 2026-01-29 | BECS | Feed - Silage | Dry Matter | AOAC 930.15 | % |  |  | * | 2500
16 | 2026-01-29 | External | Feed - Silage | Fungal Contamination | AOAC 997.02 | CFU/g |  |  | * | 4000
17 | 2026-01-29 | External | Feed - Silage | Neutral Detergent Fiber | AOAC 2002.04 | % |  |  | * | 4500
18 | 2026-01-29 | BECS | Feed - Silage | NPN - Non Protien Nitrogen | AOAC 941.04 | % |  |  | * | 4500
19 | 2026-01-29 | BECS | Feed - Silage | pH | AOAC 973.41 | - |  |  | * | 1500
20 | 2026-01-29 | BECS | Feed - Silage | True Protien | AOAC 990.03, AOAC 941.04 | % |  |  | * | 4500
21 | 2025-03-04 | BECS | Fertilizer - Liquid | Amino Acid | AOAC 955.04 | % |  |  | * | 3000
22 | 2025-07-25 | BECS | Fertilizer - Liquid | Available - K2O | Incorporated Administrative Agency,Japan. Section: 4.3.3.a | % |  |  | * | 2000
23 | 2025-07-25 | BECS | Fertilizer - Liquid | Boron | AOAC 982.01 | % |  |  | * | 2000
24 | 2025-08-26 | BECS | Fertilizer - Liquid | Chelated Zinc | AOAC 965.09 | % |  |  | * | 3000
25 | 2025-12-29 | BECS | Fertilizer - Liquid | Fulvic Acid | ISO 19822:2018 | % |  |  | * | 4500
26 | 2025-12-29 | BECS | Fertilizer - Liquid | Humic Acid | ISO 19822:2018 | % |  |  | * | 3500
27 | 2025-12-29 | BECS | Fertilizer - Liquid | K2O - Total | Incorporated Administrative Agency,Japan. Section: 4.3.3.a | % |  |  | * | 2500
28 | 2025-12-29 | BECS | Fertilizer - Liquid | Magnesium | AOAC 965.09 | % |  |  | * | 2000
29 | 2025-03-04 | BECS | Fertilizer - Liquid | Nitrogen - Ammonical | UNIENISO 15476:2009 | % |  |  | * | 2000
30 | 2025-03-04 | BECS | Fertilizer - Liquid | Nitrogen - Nitrate | UNIENISO 15476:2009 | % |  |  | * | 2000
31 | 2025-02-17 | BECS | Fertilizer - Liquid | Nitrogen - Total | AOAC 955.04 | % w/w |  |  |  | 2000
32 | 2025-03-04 | BECS | Fertilizer - Liquid | Nitrogen - Total | AOAC 955.04 | % w/w |  |  |  | 2000
33 | 2025-03-04 | BECS | Fertilizer - Liquid | Nitrogen - Ureic | AOAC 892.01 | % |  |  | * | 2000
34 | 2025-07-25 | BECS | Fertilizer - Liquid | Nitrogen - Ureic | AOAC 892.01 | % |  |  | * | 2000
35 | 2025-10-08 | BECS | Fertilizer - Liquid | Organic Matter | AOAC 967.05 | % |  |  | * | 2000
36 | 2025-02-17 | BECS | Fertilizer - Liquid | P2O5 - Acid Soluble (Total) | PS 5295-2017 (2nd Rev.) | % |  |  | * | 2000
37 | 2025-04-22 | BECS | Fertilizer - Liquid | P2O5 - Citrate Soluble (Available) | PS: 67-1996 | % |  |  |  | 2000
38 | 2025-07-25 | BECS | Fertilizer - Liquid | P2O5 - Citrate Soluble (Available) | PS: 67-1996 | % |  |  |  | 2000
39 | 2025-04-22 | BECS | Fertilizer - Liquid | P2O5 - Water Extractable | AOAC 958.01 | % |  |  | * | 2000
40 | 2025-04-22 | BECS | Fertilizer - Liquid | pH | AOAC 973.41 | - |  |  | * | 500
41 | 2025-03-23 | BECS | Fertilizer - Liquid | Phosphoric Acid | Lab developed method based on HI 931 |  |  |  | * | 2000
42 | 2025-08-20 | BECS | Fertilizer - Liquid | Specific Gravity | Pycnometer Method | g/mL |  |  | * | 500
43 | 2025-04-22 | BECS | Fertilizer - Liquid | Sulphate | AOAC 980.02 | % |  |  | * | 2000
44 | 2025-04-22 | BECS | Fertilizer - Liquid | Zinc - Available | AOAC 965.09 | % |  |  |  | 2000
45 | 2026-02-23 | BECS | Fertilizer - Solid | Acid Soluble Magnesium - Total | AOAC 965.16 | % |  |  | * | 2500
46 | 2025-12-23 | BECS | Fertilizer - Solid | Bulk Density | ISO 697.1981 | g / cm3 |  |  | * | 1500
47 | 2025-03-23 | BECS | Fertilizer - Solid | C/N Ratio | AOAC 967.05 or AOAC 955.04 | - |  |  | * | 1500
48 | 2025-03-23 | BECS | Fertilizer - Solid | Calcium - Available | Incorporated Administrative Agency,Japan. Section: 4.3.3.a | % |  |  | * | 1500
49 | 2025-12-09 | BECS | Fertilizer - Solid | Calcium - Chelated | Vogel's text book of chemical analysis, AOAC 965.09 | % |  |  | * | 4000
50 | 2026-02-16 | BECS | Fertilizer - Solid | Calcium - Citrate Soluble (Available) | Incorporated Administrative Agency,Japan. Section: 4.3.3.a | % |  |  | * | 1500
51 | 2025-03-23 | BECS | Fertilizer - Solid | Calcium - Total |  | % |  |  | * | 1500
52 | 2026-02-16 | BECS | Fertilizer - Solid | Calcium - Water Extractable | Incorporated Administrative Agency,Japan. Section: 4.3.3.a | % |  |  | * | 1500
53 | 2025-03-23 | BECS | Fertilizer - Solid | CEC - Cation Exchange Capacity | AOAC 973.09 | meq / 100 g |  |  | * | 1500
54 | 2025-03-23 | BECS | Fertilizer - Solid | Chlorides | AOAC-2.6.09, 17th edition, Method No. 928.02 | % |  |  | * | 1500
55 | 2025-03-23 | BECS | Fertilizer - Solid | Copper - Available | AOAC 965.09 | % |  |  | * | 1500
56 | 2025-12-23 | BECS | Fertilizer - Solid | EC | USDA Handbook 60 | μS/cm |  |  | * | 500
57 | 2025-07-11 | BECS | Fertilizer - Solid | Humic Acid | ISO 19822:2018 | % |  |  | * | 2500
58 | 2025-03-23 | BECS | Fertilizer - Solid | Iron - Available | AOAC 965.09 | % |  |  | * | 2000
59 | 2025-12-09 | BECS | Fertilizer - Solid | Iron - Chelated | Vogel's text book of chemical analysis, AOAC 965.09 | % |  |  | * | 4000
60 | 2025-02-19 | BECS | Fertilizer - Solid | Iron - Total | AOAC 965.09 | % |  |  | * | 2000
61 | 2025-03-23 | BECS | Fertilizer - Solid | K2O - Available | Incorporated Administrative Agency,Japan. Section: 4.3.3.a | % |  |  | * | 2000
62 | 2026-02-25 | BECS | Fertilizer - Solid | K2O - Total | Incorporated Administrative Agency,Japan. Section: 4.3.3.a | % |  |  | * | 2000
63 | 2025-03-23 | BECS | Fertilizer - Solid | Magnesium - Available | AOAC 965.09 | % |  |  | * | 1500
64 | 2025-03-23 | BECS | Fertilizer - Solid | Manganese - Available | AOAC 965.09 | % |  |  | * | 1500
65 | 2025-03-12 | BECS | Fertilizer - Solid | Moisture | AOAC 925.10 or ASTM 534 E | % |  |  | * | 2000
66 | 2025-06-03 | BECS | Fertilizer - Solid | Nitrogen - Ammonical | UNIENISO 15476:2009 | % |  |  | * | 2000
67 | 2025-03-23 | BECS | Fertilizer - Solid | Nitrogen - Nitrate | UNIENISO 15476:2009 | % |  |  | * | 2000
68 | 2025-03-23 | BECS | Fertilizer - Solid | Nitrogen - Total | AOAC 955.04 | % |  |  |  | 2000
69 | 2025-03-23 | BECS | Fertilizer - Solid | Nitrogen - Ureic | AOAC 892.01 | % |  |  | * | 2000
70 | 2025-03-23 | BECS | Fertilizer - Solid | Organic Matter | AOAC 967.05 | % |  |  | * | 2000
71 | 2025-03-23 | BECS | Fertilizer - Solid | P2O5 - Acid Soluble (Total) | PS 5295-2017 (2nd Rev) | % |  |  |  | 2000
72 | 2025-03-23 | BECS | Fertilizer - Solid | P2O5 - Citrate Soluble (Available) | PS: 67-1996 | % |  |  |  | 2000
73 | 2025-03-23 | BECS | Fertilizer - Solid | P2O5 - Water Extractable | AOAC 958.01 | % |  |  | * | 2000
74 | 2025-04-07 | BECS | Fertilizer - Solid | pH | AOAC 973.41 | - |  |  | * | 500
75 | 2025-04-10 | BECS | Fertilizer - Solid | Physical Appearance - Colour | PS 3517 | - |  |  | * | 300
76 | 2025-07-30 | BECS | Fertilizer - Solid | Silicates |  | /𝟏 |  |  | * | 4500
77 | 2025-03-11 | BECS | Fertilizer - Solid | Sodium - Available |  |  |  |  | * | 1500
78 | 2025-03-11 | BECS | Fertilizer - Solid | Sodium - Total |  | % |  |  | * | 1500
79 | 2025-03-11 | BECS | Fertilizer - Solid | Sulphate | AOAC 980.02 | % |  |  | * | 2000
80 | 2025-04-22 | BECS | Fertilizer - Solid | Sulphur | AOAC 980.02 | % |  |  | * | 2000
81 | 2025-03-13 | BECS | Fertilizer - Solid | Water Solubility | AOAC 2003.14 | % |  |  | * | 1000
82 | 2026-02-03 | BECS | Fertilizer - Solid | Water Stability Test | [5 empty] | 2500
83 | 2025-07-30 | BECS | Fertilizer - Solid | Zinc - Available | AOAC 965.09 | % |  |  |  | 2000
84 | 2025-03-23 | BECS | Fertilizer - Solid | Zinc - Chelated | AOAC 965.09 | % |  |  | * | 4000
85 | 2025-03-12 | BECS | Fertilizer - Solid | Zinc - Total | AOAC 965.09 | % |  |  |  | 2000
86 | 2025-04-22 | BECS | Food - Cider | Acetic Acid | HI 3305 EN | % |  |  | * | 4000
87 | 2025-05-02 | BECS | Food - Engergy Bar | Calcium | AOAC 984.27 | g / 100 g |  |  | * | 2000
88 | 2025-05-02 | External | Food - Engergy Bar | Crude Fat | AOAC 920.39 | g / 100 g |  |  | * | 8000
89 | 2025-05-02 | External | Food - Engergy Bar | Crude Fiber | AOAC 962.09 | g / 100 g |  |  | * | 8000
90 | 2025-05-02 | External | Food - Engergy Bar | Crude Protein | AOAC 920.87 | g / 100 g |  |  | * | 8000
91 | 2025-05-02 | BECS | Food - Engergy Bar | Iron | AOAC 999.10 | g / 100 g |  |  | * | 2000
92 | 2025-05-02 | BECS | Food - Engergy Bar | Potassium | AOAC 984.27 | g / 100 g |  |  | * | 2000
93 | 2025-05-02 | External | Food - Engergy Bar | Saturated Fat | AOAC 2012.13 | g / 100 g |  |  | * | 10000
94 | 2025-05-02 | External | Food - Engergy Bar | Saturated Fat | AOAC 2012.13 | g / 100 g |  |  | * | 10000
95 | 2025-05-02 | BECS | Food - Engergy Bar | Sodium | AOAC 984.27 | g / 100 g |  |  | * | 2000
96 | 2025-05-02 | External | Food - Engergy Bar | Total Carbohydrate | By Calculation | g / 100 g |  |  | * | 8000
97 | 2025-05-02 | External | Food - Engergy Bar | Total Fat | AOAC 2003.05 | g / 100 g |  |  | * | 8000
98 | 2025-05-02 | External | Food - Engergy Bar | Total Sugar | AOAC 930.44 | g / 100 g |  |  | * | 3000
99 | 2026-01-05 | BECS | Food - Flour | Acetamiprid | Chromatographig AOAC 2007.01 QueCHERS | mg/Kg |  |  | * | 2000
100 | 2026-01-05 | BECS | Food - Flour | Added Startch | AACC-38.12.02 | g/100g |  |  | * | 2500
101 | 2026-01-05 | BECS | Food - Flour | Aflatoxin - Total | AOAC 991.31 or AOAC 2005.03 | ppb |  |  | * | 3500
102 | 2026-01-05 | BECS | Food - Flour | Ash | AOAC 923.03 | % |  |  | * | 2000
103 | 2026-01-05 | BECS | Food - Flour | Cadmium | AOAC 999.10 | mg / Kg |  |  | * | 2000
104 | 2026-01-05 | BECS | Food - Flour | Crude Protien | AOAC 920.87 | g/100g |  |  | * | 2500
105 | 2026-01-05 | BECS | Food - Flour | Cypermethrin | Chromatographig AOAC 2007.01 QueCHERS | mg/Kg |  |  | * | 2000
106 | 2026-01-05 | BECS | Food - Flour | Dry Gluten | AACC-38.12.02 | g/100g |  |  | * | 2000
107 | 2026-01-05 | BECS | Food - Flour | Iprodione 1 | Chromatographig AOAC 2007.01 QueCHERS | mg/Kg |  |  | * | 2000
108 | 2026-01-05 | BECS | Food - Flour | Iron | AOAC 999.10 | mg / Kg |  |  | * | 2000
109 | 2026-01-05 | BECS | Food - Flour | Lead | AOAC 999.10 | mg / Kg |  |  | * | 2000
110 | 2026-01-05 | BECS | Food - Flour | Mercury | AOAC 999.10 | mg / Kg |  |  | * | 2500
111 | 2026-01-05 | BECS | Food - Flour | Moisture | AOAC 925.10 | % |  |  | * | 2000
112 | 2026-01-05 | BECS | Food - Flour | Tricyclazole | Chromatographig AOAC 2007.01 QueCHERS | mg/Kg |  |  | * | 2000
113 | 2026-01-05 | BECS | Food - Flour | Wet Gluten | AACC-38.12.02 | g/100g |  |  | * | 2000
114 | 2025-05-29 | External | Food - Honey | Added Sugar (as Non reducing) | AOAC 930.44 | g / 100 g |  |  | * | 4000
115 | 2025-05-29 | External | Food - Honey | Calories | Food Chemistry by Pearson - by Calculation | Kcal / 100 g |  |  | * | 5000
116 | 2025-05-29 | External | Food - Honey | Crude Fat | AOAC 2003.05 | g / 100 g |  |  | * | 3000
117 | 2025-05-29 | External | Food - Honey | Crude Protien | AOAC 920.87 | g / 100 g |  |  | * | 5000
118 | 2025-05-29 | BECS | Food - Honey | Sodium | AOAC 985.35 | mg / 100 g |  |  | * | 3000
119 | 2025-05-29 | External | Food - Honey | Total Carbohyderates |  | g / 100 g |  |  | * | 5000
120 | 2025-10-08 | BECS | Food - Meat | Antibiotic Residues - Tetracycline | Rapid Detection Kit | ppb |  |  | * | 12000
121 | 2025-05-29 | External | Food - Meat | Estimated Bacillus cereus | ISO 7932:2004/ ISO 21871:2006 | CFU / g |  |  | * | 3000
122 | 2025-05-29 | External | Food - Meat | Estimated Clostridium perfringens | ISO 15213-2/ ISO 7937 | CFU / g |  |  | * | 3000
123 | 2025-05-29 | External | Food - Meat | Estimated Coliforms at 30 degree | ISO 9308-1 | CFU / g |  |  | * | 2500
124 | 2025-05-27 | External | Food - Meat | Estimated E.coli | ISO 9308-1:2000 | CFU / g |  |  | * | 2500
125 | 2025-05-29 | External | Food - Meat | Estimated Enterobacteriace | ISO 21528-1/2 | CFU / g |  |  | * | 2500
126 | 2025-05-29 | External | Food - Meat | Estimated Lactic bacteria | ISO 15214-1998 | CFU / g |  |  | * | 3000
127 | 2025-05-29 | External | Food - Meat | Estimated Listeria | ISO 11290-1/2 | CFU / g |  |  | * | 3000
128 | 2025-05-29 | External | Food - Meat | Estimated Mesophyllic Flora | ISO 21149 | CFU / g |  |  | * | 3000
129 | 2025-05-29 | External | Food - Meat | Estimated Pseudomonas spp. | ISO 13720 | CFU / g |  |  | * | 2500
130 | 2025-05-27 | External | Food - Meat | Estimated Salmonella | ISO 6579-1:2017 | CFU / g |  |  | * | 3000
131 | 2025-05-29 | External | Food - Meat | Estimated Staphylococcus aureus | ISO 6888-1 | CFU / g |  |  | * | 3000
132 | 2025-05-29 | External | Food - Meat | Estimated Sulfite producing Anaerobes | ISO 15213-2003 | CFU / g |  |  | * | 3000
133 | 2025-05-29 | External | Food - Meat | Estimated Thermotolerant Coliforms | ISO 9308-1 | CFU / g |  |  | * | 2500
134 | 2025-05-27 | External | Food - Meat | TBC/ TPC/ TVC/ MPN | PS 5336-2021 (App E1) | CFU / g |  |  | * | 2500
135 | 2025-05-27 | External | Food - Meat | YM - Estimated Mold | ISO 21527-1 | CFU / g |  |  | * | -
136 | 2025-05-27 | External | Food - Meat | YM - Estimated Yeast | ISO 21527-1 | CFU / g |  |  | * | -
137 | 2025-05-27 | External | Food - Meat | YM Package - Estimated Yeast and Mold | Package | Package |  |  | * | 2500
138 | 2025-03-23 | External | Food - Microbiology - Liquid | Aflatoxin on ELISA | AOAC 991.31 or AOAC 2005.03 | ppb | 20 | 0 | * | 8500
139 | 2025-03-23 | External | Food - Microbiology - Liquid | Ammino Acid | FAO Nutritional studies No.24(1970) | % |  |  | * | 2000
140 | 2025-03-23 | External | Food - Microbiology - Liquid | Auxin Profile | Salkowsky Reagent | Color Index | Pale Yellow | Cherry Red | * | 5000
141 | 2025-03-23 | External | Food - Microbiology - Liquid | Estimated Bacillus cereus | ISO 7932:2004 or ISO 21871:2006 | CFU / mL |  |  | * | 3000
142 | 2025-03-23 | External | Food - Microbiology - Liquid | Estimated Clostridium perfringens | ISO 15213-2 | CFU / mL |  |  | * | 3000
143 | 2025-03-23 | External | Food - Microbiology - Liquid | Estimated Compylobactor | ISO 10272-1 | CFU / mL |  |  | * | 3000
144 | 2025-03-23 | External | Food - Microbiology - Liquid | Estimated E.coli | ISO 9308-2:2012 | CFU / mL |  |  | * | 2500
145 | 2025-03-23 | External | Food - Microbiology - Liquid | Estimated Enterobacteriace | ISO 21528-2 | CFU / mL |  |  | * | 2500
146 | 2025-03-23 | External | Food - Microbiology - Liquid | Estimated Fecal Coliforms | ISO 9308-1: 2014 | CFU / mL |  |  | * | 2500
147 | 2025-03-23 | External | Food - Microbiology - Liquid | Estimated Fecal Streptococci | ISO 7899-2 | CFU / mL |  |  | * | 2500
148 | 2025-03-23 | External | Food - Microbiology - Liquid | Estimated Lesiteria | ISO 11290-1,2 | CFU / mL |  |  | * | 3000
149 | 2025-03-23 | External | Food - Microbiology - Liquid | Estimated Pseudomonas aeruginosa | ISO 16266 | CFU / mL |  |  | * | 2500
150 | 2025-03-23 | External | Food - Microbiology - Liquid | Estimated Salmonella | ISO 6579-1:2017 | CFU / mL |  |  | * | 3000
151 | 2025-03-23 | External | Food - Microbiology - Liquid | Estimated Shigella | ISO 21567 | CFU / mL |  |  | * | 3000
152 | 2025-03-23 | External | Food - Microbiology - Liquid | Estimated Staphylococcus aureus | ISO 6888-1 | CFU / mL |  |  | * | 3000
153 | 2025-03-23 | External | Food - Microbiology - Liquid | Estimated Total Coliforms | ISO 9308-1: 2014 | CFU / mL |  |  | * | 2500
154 | 2025-03-23 | External | Food - Microbiology - Liquid | Non-GMO (Agri Comodity) | ISO 21569:2010 |  |  |  | * | 14000
155 | 2025-03-23 | External | Food - Microbiology - Liquid | TPC / TVC / MPN | PS 5336-2021 (App E1) | CFU / mL |  |  | * | 2500
156 | 2025-03-23 | External | Food - Microbiology - Liquid | TPC / TVC / MPN @ 22 degree C | PS 5336-2021 (App E1) | CFU / mL |  |  | * | 2500
157 | 2025-03-23 | External | Food - Microbiology - Liquid | TPC / TVC / MPN @ 25 degree C | PS 5336-2021 (App E1) | CFU / mL |  |  | * | 2500
158 | 2025-03-23 | External | Food - Microbiology - Liquid | TPC / TVC / MPN @ 37 degree C | PS 5336-2021 (App E1) | CFU / mL |  |  | * | 2500
159 | 2025-03-23 | External | Food - Microbiology - Liquid | YM - Estimated Mold | ISO 21527-1 | CFU / mL |  |  | * | 0
160 | 2025-03-23 | External | Food - Microbiology - Liquid | YM - Estimated Yeast | ISO 21527-1 | CFU / mL |  |  | * | 0
161 | 2025-03-23 | External | Food - Microbiology - Liquid | YM Package - Estimated Yeast and Mold | Package | Package |  |  | * | 2500
162 | 2026-02-23 | External | Food - Microbiology - Solid | Aerobic mesophilic count | ISO 4833-1 | CFU/g |  |  | * | 2500
163 | 2025-03-23 | External | Food - Microbiology - Solid | Aflatoxin on ELISA | AOAC 991.31 or AOAC 2005.03 | ppb |  |  | * | 8500
164 | 2025-03-23 | External | Food - Microbiology - Solid | Auxin Profile | Salkowsky Reagent | Color Index | Pale Yellow - Cherry Red |  | * | 5000
165 | 2025-03-23 | External | Food - Microbiology - Solid | Estimaged Fecal Streptococci | ISO 7899-2 | CFU / g |  |  | * | 2500
166 | 2025-03-23 | External | Food - Microbiology - Solid | Estimated Bacillus cereus | ISO 7932:2004/ ISO 21871:2006 | CFU / g |  |  | * | 3000
167 | 2025-03-23 | External | Food - Microbiology - Solid | Estimated Clostridium perfringens | ISO 14189 | CFU / g |  |  | * | 3000
168 | 2025-03-23 | External | Food - Microbiology - Solid | Estimated Compylobactor | ISO 10272-1 | CFU / g |  |  | * | 3000
169 | 2025-03-23 | External | Food - Microbiology - Solid | Estimated E.coli | ISO 9308-1:2000 | CFU / g |  |  | * | 2500
170 | 2025-03-23 | External | Food - Microbiology - Solid | Estimated Enterobacteriace | ISO 9308-1 | CFU / g |  |  | * | 2500
171 | 2025-03-23 | External | Food - Microbiology - Solid | Estimated Fecal Coliforms | ISO 9308-1 | CFU / g |  |  | * | 2500
172 | 2025-03-23 | External | Food - Microbiology - Solid | Estimated Lesiteria | ISO 11290-1,2 | CFU / g |  |  | * | 3000
173 | 2025-03-23 | External | Food - Microbiology - Solid | Estimated Pseudomonas aeruginosa | ISO 16266 | CFU / g |  |  | * | 2500
174 | 2025-03-23 | External | Food - Microbiology - Solid | Estimated Salmonella | ISO 6579-1:2017 | CFU / g |  |  | * | 3000
175 | 2025-03-23 | External | Food - Microbiology - Solid | Estimated Shigella | ISO 9308-1 | CFU / g |  |  | * | 3000
176 | 2025-03-23 | External | Food - Microbiology - Solid | Estimated Staphylococcus aureus | ISO 6888-1 | CFU / g |  |  | * | 3000
177 | 2025-03-23 | External | Food - Microbiology - Solid | Estimated Total Coliforms | ISO 9308-1: 2014 | CFU / g |  |  | * | 2500
178 | 2026-02-23 | External | Food - Microbiology - Solid | Halophile count | ISO 4833-1 | CFU/g |  |  | * | 2500
179 | 2025-03-23 | External | Food - Microbiology - Solid | Non-GMO (Agri Comodity) | ISO 21569:2010 |  |  |  | * | 14000
180 | 2025-03-23 | External | Food - Microbiology - Solid | TPC/ TVC/ MPN | PS 5336-2021 (App E1) | CFU / g |  |  | * | 2500
181 | 2025-03-23 | External | Food - Microbiology - Solid | TPC/ TVC/ MPN @ 22 degree C | PS 5336-2021 (App E1) | CFU / g |  |  | * | 2500
182 | 2025-03-23 | External | Food - Microbiology - Solid | TPC/ TVC/ MPN @ 25 degree C | PS 5336-2021 (App E1) | CFU / g |  |  | * | 2500
183 | 2025-03-23 | External | Food - Microbiology - Solid | TPC/ TVC/ MPN @ 37 degree C | PS 5336-2021 (App E1) | CFU / g |  |  | * | 2500
184 | 2025-03-23 | External | Food - Microbiology - Solid | YM - Estimated Mold | ISO 18416 | CFU / g |  |  | * | 0
185 | 2025-03-23 | External | Food - Microbiology - Solid | YM - Estimated Yeast | ISO 18416 | CFU / g |  |  | * | 0
186 | 2025-03-23 | External | Food - Microbiology - Solid | YM Package - Estimated Yeast and Mold | Package | Package |  |  | * | 2500
187 | 2025-07-02 | BECS | Food - Oil | Peroxide Value | AOAC 965.33 | meq O2/Kg |  |  | * | 4500
188 | 2025-09-22 | BECS | Food - Oil | Relative Density @ 20°C | IUPAC 2.101 | - |  |  | * | 5000
189 | 2025-08-26 | BECS | Food - Pesticide | Azoxystrobin | AOAC 2007.01 | mg/kg |  |  | * | 0
190 | 2025-08-26 | BECS | Food - Pesticide | Carbaryl | AOAC 2007.01 | mg/kg |  |  | * | 0
191 | 2025-08-26 | BECS | Food - Pesticide | Chlorypyrfos | AOAC 2007.01 | mg/kg |  |  | * | 0
192 | 2025-08-26 | BECS | Food - Pesticide | Pendimethalin | AOAC 2007.01 | mg/kg |  |  | * | 0
193 | 2025-08-26 | BECS | Food - Pesticide | Pesticide - Package | AOAC 2007.01 | Package |  |  | * | 17000
194 | 2025-08-26 | BECS | Food - Pesticide | Tefluthrin | AOAC 2007.01 | mg/kg |  |  | * | 0
195 | 2025-07-03 | BECS | Food - Rice | Aflatoxin on ELISA | AOAC 991.31 or AOAC 2005.03 | ppb |  |  | * | 8500
196 | 2025-07-03 | BECS | Food - Rice | Arsenic | AOAC 930.34 | ppm |  |  | * | 3000
197 | 2025-07-03 | BECS | Food - Rice | Cadmium | AOAC 965.13 | ppm |  |  | * | 3000
198 | 2025-03-21 | BECS | Food - Rice | Calcium | AOAC 211.14 (Flame Photometer) | mg / 52 g |  |  | * | 2500
199 | 2025-03-21 | External | Food - Rice | Carbohydrates | By Calculation | mg / 52 g |  |  | * | 4500
200 | 2025-03-21 | External | Food - Rice | Cholestrol | AOAC 2012.13 | mg / 100 g |  |  | * | 8000
201 | 2025-07-03 | BECS | Food - Rice | Copper | AOAC 965.13 | ppm |  |  | * | 3000
202 | 2025-07-03 | BECS | Food - Rice | Crude Fiber |  |  |  |  | * | 10000
203 | 2025-03-21 | External | Food - Rice | Dietry Fibre - Total | AOAC 985.29 | % / wt |  |  | * | 10000
204 | 2025-03-21 | BECS | Food - Rice | Iron | AOAC 211.14 (AAS) | mg / 52 g |  |  | * | 2500
205 | 2025-07-03 | BECS | Food - Rice | Lead | AOAC 965.13 | ppm |  |  | * | 3000
206 | 2025-07-03 | External | Food - Rice | Mercury | AOAC 999.10 | ppm |  |  | * | 3000
207 | 2025-04-07 | BECS | Food - Rice | Moisture | AOAC 925.10 | % / wt |  |  | * | 1500
208 | 2025-03-23 | BECS | Food - Rice | Physical Testing |  | - |  |  | * | 1500
209 | 2025-03-21 | BECS | Food - Rice | Protien | AOAC | mg / 52 g |  |  | * | 4500
210 | 2025-03-21 | External | Food - Rice | Saturated Fat | AOAC 2012.13 | g / 100 g |  |  | * | 8000
211 | 2025-03-21 | BECS | Food - Rice | Sodium | AOAC 211.14 (Flame Photometer) | mg / 52 g |  |  | * | 2500
212 | 2025-03-21 | External | Food - Rice | Total Fat | AOAC | % / wt |  |  | * | 4500
213 | 2025-03-21 | External | Food - Rice | Total Sugar | AOAC | % / wt |  |  | * | 4500
214 | 2025-03-21 | External | Food - Rice | Trans Fat | AOAC 2012.13 | g / 100 g |  |  | * | 8000
215 | 2025-03-21 | External | Food - Rice | Vitamin A | AOAC | mg / Kg |  |  | * | 2500
216 | 2025-03-21 | BECS | Food - Rice | Vitamin C (as Ascorbic Acid) | Harris, D.C. (2016). Quantitative Chemical Analysis (9th Ed.). W.H. Freeman | mg / 52 g |  |  | * | 3500
217 | 2025-03-23 | BECS | Food - Salts | Acid Insoluble | AOAC 942.05 | % |  |  | * | 2000
218 | 2025-03-23 | BECS | Food - Salts | Acid insoluble Ash | AOAC 942.05 | % |  |  | * | 2500
219 | 2025-07-21 | BECS | Food - Salts | Appearence |  | - |  |  | * | 500
220 | 2025-03-23 | BECS | Food - Salts | Arsenic | AOAC 930.34 | mg / Kg |  |  | * | 2000
221 | 2025-05-29 | BECS | Food - Salts | Bulk Density | ISO 697.1981 | g / L |  |  | * | 1500
222 | 2025-03-23 | BECS | Food - Salts | Cadmium | AOAC 930.34 | mg / Kg |  |  | * | 2000
223 | 2025-03-23 | BECS | Food - Salts | Calcium | AOAC 984.27 or ASTM 534 E | % |  |  | * | 2000
224 | 2025-03-04 | BECS | Food - Salts | Calcium Chloride (CaCl2) | ASTM 534 E | % |  |  | * | 3500
225 | 2025-03-04 | BECS | Food - Salts | Calcium Sulphate (CaSO4) - Gypsum | ASTM 534 E | % |  |  | * | 3500
226 | 2025-09-30 | BECS | Food - Salts | Chlorides | AOAC 937.09 | % |  |  | * | 2000
227 | 2025-04-22 | External | Food - Salts | Chromium | AOAC 965.09 | mg / Kg |  |  | * | 2000
228 | 2025-07-21 | BECS | Food - Salts | Colour |  | - |  |  | * | 500
229 | 2025-04-22 | BECS | Food - Salts | Copper | AOAC 965.09 | mg / Kg |  |  | * | 2000
230 | 2025-07-21 | BECS | Food - Salts | Extraneous Matter / Impurities |  |  |  |  | * | 500
231 | 2025-07-21 | BECS | Food - Salts | Feel to Touch |  | - |  |  | * | 500
232 | 2025-04-08 | BECS | Food - Salts | Iodine | AOAC 935.14 | mg / Kg |  |  | * | 4000
233 | 2025-03-23 | BECS | Food - Salts | Iron | AOAC 984.27 | mg / Kg |  |  | * | 2000
234 | 2025-03-23 | BECS | Food - Salts | Lead | AOAC 930.34 | mg / Kg |  |  | * | 2000
235 | 2025-03-23 | BECS | Food - Salts | Magnesium | ISO 2482-1973 | mg / Kg |  |  | * | 2000
236 | 2025-03-04 | BECS | Food - Salts | Magnesium Chloride (MgCl2) | ASTM 534 E | % |  |  | * | 3500
237 | 2025-03-04 | BECS | Food - Salts | Magnesium Sulphate (MgSO4) | ASTM 534 E | % |  |  | * | 3500
238 | 2025-03-23 | BECS | Food - Salts | Manganese | AOAC 984.27 | mg / Kg |  |  | * | 2000
239 | 2025-04-22 | External | Food - Salts | Mercury | AOAC 965.09 | mg / Kg |  |  | * | 2000
240 | 2025-03-04 | BECS | Food - Salts | Mesh Size |  | % |  |  | * | 2000
241 | 2025-04-08 | BECS | Food - Salts | Microplastic in salt |  | mg / Kg |  |  | * | 2500
242 | 2025-03-23 | BECS | Food - Salts | Moisture | ISO 9297-1989 | % |  |  | * | 2000
243 | 2025-03-23 | BECS | Food - Salts | NaCl Purity | ISO 9297-1989 | % |  |  | * | 3000
244 | 2025-03-23 | BECS | Food - Salts | Nickle | AOAC 930.34 | mg / Kg |  |  | * | 6000
245 | 2025-07-21 | BECS | Food - Salts | Odor |  | - |  |  | * | 500
246 | 2025-08-01 | BECS | Food - Salts | Package - Polycyclic Aromati Hydrocarbons (PAH) |  | mg / Kg |  |  | * | 40000
247 | 2025-08-01 | BECS | Food - Salts | PAH - Benzo (a) anthracene |  | mg / Kg |  |  | * | 0
248 | 2025-08-01 | BECS | Food - Salts | PAH - Benzo (a) Pyrene |  | mg / Kg |  |  | * | 0
249 | 2025-08-01 | BECS | Food - Salts | PAH - Benzo (b) fluoranthene |  | mg / Kg |  |  | * | 0
250 | 2025-08-01 | BECS | Food - Salts | PAH - Benzo (e) Pyrene |  | mg / Kg |  |  | * | 0
251 | 2025-08-01 | BECS | Food - Salts | PAH - Benzo (g,h,i) Perylene |  | mg / Kg |  |  | * | 0
252 | 2025-08-01 | BECS | Food - Salts | PAH - Benzo (k) fluoranthene |  | mg / Kg |  |  | * | 0
253 | 2025-08-01 | BECS | Food - Salts | PAH - Chrysene |  | mg / Kg |  |  | * | 0
254 | 2025-08-01 | BECS | Food - Salts | PAH - Dibenzo (a,h) Anthracene |  | mg / Kg |  |  | * | 0
255 | 2025-08-01 | BECS | Food - Salts | PAH - Indene (1,2,3 - cd) Pyrene |  | mg / Kg |  |  | * | 0
256 | 2025-08-01 | BECS | Food - Salts | PAH - PA 4 |  | mg / Kg |  |  | * | 0
257 | 2026-04-23 | BECS | Food - Salts | Phosphorous | Olsen Method | mg/kg |  |  | * | 4500
258 | 2025-03-23 | BECS | Food - Salts | Potassium | AOAC 984.27 | % |  |  | * | 2000
259 | 2025-03-04 | BECS | Food - Salts | Potassium Chloride (KCl) | ASTM 534 E | % |  |  | * | 3500
260 | 2025-06-03 | BECS | Food - Salts | Potassium Iodate | AOAC 935.14 | mg / Kg |  |  | * | 2000
261 | 2025-03-11 | BECS | Food - Salts | Sodium | AOAC 985.35 | % |  |  | * | 3500
262 | 2025-09-30 | BECS | Food - Salts | Sodium | Incorporated Administrative Agency,Japan. Section: 4.3.3.a | % |  |  | * | 2000
263 | 2025-03-04 | BECS | Food - Salts | Sodium Sulphate (Na2SO4) | ASTM 534 E | % |  |  | * | 3500
264 | 2025-03-23 | BECS | Food - Salts | Sulphate | ISO 2480-1972 | % |  |  | * | 2000
265 | 2025-07-21 | BECS | Food - Salts | Taste |  | - |  |  | * | 500
266 | 2025-03-23 | BECS | Food - Salts | Total Protien | Theymoli Balasubramanian and Sadasivam, S (1987) | % |  |  | * | 3000
267 | 2025-03-23 | BECS | Food - Salts | Water Insoluble Matter | ISO 2479-1972 | % |  |  | * | 2000
268 | 2025-03-23 | BECS | Food - Salts | Zinc | AOAC 984.27 | mg / Kg |  |  | * | 2000
269 | 2025-05-08 | BECS | Food - Shilajeet | Arsenic | AOAC 930.34 | ppm |  |  | * | 3000
270 | 2025-12-09 | BECS | Food - Shilajeet | Ash | AOAC 923.03 | % |  |  | * | 2000
271 | 2025-05-08 | BECS | Food - Shilajeet | Cadmium | AOAC 930.34 | ppm |  |  | * | 3000
272 | 2025-05-08 | BECS | Food - Shilajeet | Calcium | ISO 2482-1973 | % |  |  | * | 3000
273 | 2025-05-08 | BECS | Food - Shilajeet | Copper | AOAC 999.10 | ppm |  |  | * | 3000
274 | 2025-03-23 | BECS | Food - Shilajeet | Fulvic Acid | ISO 19822:2018 | % |  |  | * | 4500
275 | 2025-05-08 | External | Food - Shilajeet | Fulvic Acid | ISO 19822:2018 | % |  |  | * | 4500
276 | 2025-05-08 | BECS | Food - Shilajeet | Humic Acid | ISO 19822:2018 | % |  |  | * | 3000
277 | 2025-05-08 | BECS | Food - Shilajeet | Iron | AOAC 999.10 | % |  |  | * | 3000
278 | 2025-05-08 | BECS | Food - Shilajeet | Lead | AOAC 999.10 | ppm |  |  | * | 3000
279 | 2025-05-08 | BECS | Food - Shilajeet | Magnesium | ISO 2482-1973 | % |  |  | * | 3000
280 | 2025-05-08 | External | Food - Shilajeet | Mercury | AOAC 930.34 | ppm |  |  | * | 3000
281 | 2025-11-05 | BECS | Food - Shilajeet | Moisture | AOAC 925.10 or ASTM 534 E | % |  |  | * | 1000
282 | 2025-05-08 | BECS | Food - Shilajeet | Zinc | AOAC 999.10 | % |  |  | * | 3000
283 | 2025-07-28 | BECS | Food - Tea | Acid Insolluble Ash | AOAC 942.05 | % |  |  | * | 2500
284 | 2025-08-26 | BECS | Food - Tea | Arsenic | AOAC 930.34 | ppm |  |  | * | 3000
285 | 2025-07-28 | BECS | Food - Tea | Cadmium | AOAC 965.13 | ppm |  |  | * | 3000
286 | 2025-07-28 | BECS | Food - Tea | Lead | AOAC 965.14 | ppm |  |  | * | 3000
287 | 2025-07-28 | BECS | Food - Tea | Moisture | AOAC 925.10 | % |  |  | * | 2000
288 | 2026-01-12 | External | Food and Feed | 2,4 DDT | Chromatographig AOAC 2007.01 QueCHERS | mg/Kg |  |  | * | 0
289 | 2026-01-12 | External | Food and Feed | Acephate | Chromatographig AOAC 2007.01 QueCHERS | mg/Kg |  |  | * | 0
290 | 2025-09-16 | BECS | Food and Feed | Acetic Acid | HI 3305 EN | % |  |  | * | 4000
291 | 2026-01-12 | External | Food and Feed | Allethrins | Chromatographig AOAC 2007.01 QueCHERS | mg/Kg |  |  | * | 0
292 | 2026-01-12 | BECS | Food and Feed | Aluminum | AOAC 999.10.11 | mg / Kg |  |  | * | 4000
293 | 2025-09-16 | BECS | Food and Feed | Arsenic | AOAC 930.34 | mg / Kg |  |  | * | 3000
294 | 2025-09-16 | BECS | Food and Feed | Ash | AOAC 923.03 | % |  |  | * | 2000
295 | 2026-03-12 | BECS | Food and Feed | Ash - Insoluble | AOAC 942.05 | g/100g |  |  | * | 1500
296 | 2026-03-12 | BECS | Food and Feed | Ash - Soluble | AOAC 942.05 | g/100g |  |  | * | 1500
297 | 2026-01-12 | External | Food and Feed | Azinophos-methyl | Chromatographig AOAC 2007.01 QueCHERS | mg/Kg |  |  | * | 0
298 | 2025-10-10 | BECS | Food and Feed | Bloom Size | Gelatin Manufacturers Institute of America (GMIA) 2.1 | G |  |  | * | 7000
299 | 2025-09-16 | BECS | Food and Feed | Bulk Density | ISO 697.1981 | g / L |  |  | * | 1500
300 | 2025-09-16 | BECS | Food and Feed | Cadmium | AOAC 930.34 | mg / Kg |  |  | * | 3000
301 | 2025-09-16 | BECS | Food and Feed | Calcium | AOAC 984.27 | g / 100 g |  |  | * | 3000
302 | 2025-12-24 | BECS | Food and Feed | Calcium Carbonate | Incorporated Administrative Agency,Japan. Section: 4.3.3.a | % |  |  | * | 3000
303 | 2025-09-16 | BECS | Food and Feed | Calories | Food Chemistry by Pearson - by Calculation | Kcal / 100 g |  |  | * | 15000
304 | 2026-01-12 | External | Food and Feed | Carbaryl | Chromatographig AOAC 2007.01 QueCHERS | mg/Kg |  |  | * | 0
305 | 2026-01-12 | External | Food and Feed | Chlorpyrifos | Chromatographig AOAC 2007.01 QueCHERS | mg/Kg |  |  | * | 0
306 | 2025-09-16 | BECS | Food and Feed | Chromium | AOAC 965.09 | mg / Kg |  |  | * | 3000
307 | 2026-01-12 | BECS | Food and Feed | Cobalt | AOAC 999.10.12 | mg / Kg |  |  | * | 4000
308 | 2025-09-16 | BECS | Food and Feed | Copper | AOAC 965.09 | mg / Kg |  |  | * | 3000
309 | 2025-09-16 | BECS | Food and Feed | Crude Fat | AOAC 920.39 | g / 100 g (ADB) |  |  | * | 5000
310 | 2025-09-16 | BECS | Food and Feed | Crude Fiber | AOAC 962.09:1971 (2010) | g / 100 g (DF) |  |  | * | 3000
311 | 2025-09-16 | BECS | Food and Feed | Crude Protein | AOAC 920.87 | g / 100 g (ADB) |  |  | * | 5000
312 | 2026-01-12 | External | Food and Feed | Cypermethrin | Chromatographig AOAC 2007.01 QueCHERS | mg/Kg |  |  | * | 0
313 | 2026-01-12 | External | Food and Feed | Diazinon | Chromatographig AOAC 2007.01 QueCHERS | mg/Kg |  |  | * | 0
314 | 2025-09-16 | BECS | Food and Feed | Dietry Fibre - Total | AOAC 985.29 | % / wt |  |  | * | 10000
315 | 2026-01-12 | External | Food and Feed | Disulphaton | Chromatographig AOAC 2007.01 QueCHERS | mg/Kg |  |  | * | 0
316 | 2025-09-23 | BECS | Food and Feed | Energy from Fat | By calculation | Kcal |  |  | * | 3000
317 | 2025-12-17 | BECS | Food and Feed | Energy-Kcal | By calculation | Kcal |  |  | * | 3000
318 | 2025-12-17 | BECS | Food and Feed | Energy-Kjoule | By calculation | Kjoule |  |  | * | 3000
319 | 2025-09-23 | External | Food and Feed | Fat - Cholestrol | AOAC 2012.13 | g / 100 g |  |  | * | 10000
320 | 2025-09-16 | BECS | Food and Feed | Fat - Saturated | AOAC 2012.13 | g / 100 g |  |  | * | 10000
321 | 2025-09-23 | External | Food and Feed | Fat - Trans | AOAC 2012.13 | g / 100 g |  |  | * | 10000
322 | 2025-09-16 | BECS | Food and Feed | Fat - Unsaturated | AOAC 2012.13 | g / 100 g |  |  | * | 10000
323 | 2026-01-12 | External | Food and Feed | Fenaniphos | Chromatographig AOAC 2007.01 QueCHERS | mg/Kg |  |  | * | 0
324 | 2025-09-16 | BECS | Food and Feed | Iron | AOAC 999.10 | mg / Kg |  |  | * | 3000
325 | 2025-09-16 | BECS | Food and Feed | Lead | AOAC 930.34 | mg / Kg |  |  | * | 3000
326 | 2026-01-12 | External | Food and Feed | Lindane | Chromatographig AOAC 2007.01 QueCHERS | mg/Kg |  |  | * | 0
327 | 2026-01-29 | BECS | Food and Feed | LOD - Loss on Drying | AOAC 930.15 | % |  |  | * | 1500
328 | 2025-09-16 | BECS | Food and Feed | Magnesium | ISO 2482-1973 | mg / Kg |  |  | * | 3000
329 | 2026-01-12 | External | Food and Feed | Malathion | Chromatographig AOAC 2007.01 QueCHERS | mg/Kg |  |  | * | 0
330 | 2025-09-16 | BECS | Food and Feed | Mercury | AOAC 965.09 | mg / Kg |  |  | * | 3000
331 | 2026-01-12 | External | Food and Feed | Methoxychlor | Chromatographig AOAC 2007.01 QueCHERS | mg/Kg |  |  | * | 0
332 | 2026-01-12 | External | Food and Feed | Mevinphos | Chromatographig AOAC 2007.01 QueCHERS | mg/Kg |  |  | * | 0
333 | 2026-01-12 | External | Food and Feed | Mirex | Chromatographig AOAC 2007.01 QueCHERS | mg/Kg |  |  | * | 0
334 | 2025-09-16 | BECS | Food and Feed | Moisture | AOAC 925.10 | % / wt |  |  | * | 1500
335 | 2025-09-16 | BECS | Food and Feed | Nickle | AOAC 930.34 | mg / Kg |  |  | * | 3000
336 | 2026-01-12 | External | Food and Feed | Parathion | Chromatographig AOAC 2007.01 QueCHERS | mg/Kg |  |  | * | 0
337 | 2026-01-12 | External | Food and Feed | Permethrin | Chromatographig AOAC 2007.01 QueCHERS | mg/Kg |  |  | * | 0
338 | 2026-01-12 | External | Food and Feed | Pesticide Package | Package | Package |  |  |  | 30000
339 | 2026-01-12 | BECS | Food and Feed | Pesticide Residue - 06 Active Ingredients | Chromatographig AOAC 2007.01 QueCHERS | mg / Kg |  |  | * | 14000
340 | 2025-11-04 | BECS | Food and Feed | pH | AOAC 981.12 | - |  |  | * | 1000
341 | 2026-01-12 | External | Food and Feed | Phosmet | Chromatographig AOAC 2007.01 QueCHERS | mg/Kg |  |  | * | 0
342 | 2025-11-05 | BECS | Food and Feed | Physical - Colour |  | - |  |  | * | 800
343 | 2025-11-05 | BECS | Food and Feed | Physical - Taste/Flavour |  | - |  |  | * | 800
344 | 2025-09-16 | BECS | Food and Feed | Potassium | AOAC 984.27 | g / 100 g |  |  | * | 3000
345 | 2026-01-12 | External | Food and Feed | Resmethrin | Chromatographig AOAC 2007.01 QueCHERS | mg/Kg |  |  | * | 0
346 | 2025-12-17 | BECS | Food and Feed | Salt as NaCl | ISO 9297-1989 | % |  |  | * | 3000
347 | 2025-09-16 | BECS | Food and Feed | Sodium | AOAC 984.27 | g / 100 g |  |  | * | 3000
348 | 2025-10-10 | BECS | Food and Feed | Sulphur Dioxide | Pearson's | mg / kg |  |  | * | 5000
349 | 2026-01-12 | External | Food and Feed | Tau-Fluvalinate | Chromatographig AOAC 2007.01 QueCHERS | mg/Kg |  |  | * | 0
350 | 2026-01-12 | External | Food and Feed | Terbufos | Chromatographig AOAC 2007.01 QueCHERS | mg/Kg |  |  | * | 0
351 | 2026-01-12 | External | Food and Feed | Tetramethrin | Chromatographig AOAC 2007.01 QueCHERS | mg/Kg |  |  | * | 0
352 | 2025-09-16 | BECS | Food and Feed | Total Ash | AOAC 923.03 | % |  |  | * | 2000
353 | 2025-09-16 | BECS | Food and Feed | Total Carbohydrate | By Calculation | g / 100 g |  |  | * | 8000
354 | 2025-09-16 | BECS | Food and Feed | Total Fat | AOAC 2003.05 | g / 100 g |  |  | * | 5000
355 | 2025-11-04 | BECS | Food and Feed | Total Soluble Solids -TSS | AOAC 920.151 | % |  |  | * | 2000
356 | 2025-09-16 | BECS | Food and Feed | Total Sugar | AOAC 930.44 | g / 100 g |  |  | * | 5000
357 | 2026-01-12 | External | Food and Feed | Trichlorfon | Chromatographig AOAC 2007.01 QueCHERS | mg/Kg |  |  | * | 0
358 | 2025-09-23 | External | Food and Feed | Vitamin - A | AOAC 2001.13 | mg / Kg |  |  | * | 8000
359 | 2025-09-23 | BECS | Food and Feed | Vitamin - C | Harris, D.C. (2016). Quantitative Chemical Analysis (9th Ed.). W.H. Freeman | mg / Kg |  |  | * | 3500
360 | 2025-09-16 | BECS | Food and Feed | Zinc | AOAC 984.27 | mg / Kg |  |  | * | 3000
361 | 2025-06-03 | External | Microbiology - Environment | Aerobic Plate Count | PS 5336-2021 (App E1) | CFU / Plate |  |  | * | 2500
362 | 2025-06-03 | External | Microbiology - Environment | Estimaged Fecal Streptococci | ISO 7899-2 | CFU / Plate |  |  | * | 2500
363 | 2025-06-03 | External | Microbiology - Environment | Estimated Bacillus cereus | ISO 7932:2004/ ISO 21871:2006 | CFU / Plate |  |  | * | 3000
364 | 2025-06-03 | External | Microbiology - Environment | Estimated Clostridium perfringens | ISO 15213-2 | CFU / Plate |  |  | * | 3000
365 | 2025-06-03 | External | Microbiology - Environment | Estimated Coliforms | ISO 9308-1: 2014 | CFU / Plate |  |  | * | 2500
366 | 2025-06-03 | External | Microbiology - Environment | Estimated Compylobactor | ISO 10272-1 | CFU / Plate |  |  | * | 3000
367 | 2025-06-03 | External | Microbiology - Environment | Estimated E. coli | ISO 9308-1:2000 | CFU / Plate |  |  | * | 3000
368 | 2025-06-03 | External | Microbiology - Environment | Estimated Enterobacteriace | ISO 9308-1 | CFU / Plate |  |  | * | 2500
369 | 2025-06-03 | External | Microbiology - Environment | Estimated Fecal Coliforms | ISO 9308-1: 2014 | CFU / Plate |  |  | * | 2500
370 | 2025-06-03 | External | Microbiology - Environment | Estimated Lesiteria | ISO 11290-1,2 | CFU / Plate |  |  | * | 3000
371 | 2025-06-03 | External | Microbiology - Environment | Estimated Pseudomonas aeroginosa | ISO 16266 | CFU / Plate |  |  | * | 2500
372 | 2025-06-03 | External | Microbiology - Environment | Estimated Salmonella | ISO 6579-1:2017 | CFU / Plate |  |  | * | 3000
373 | 2025-06-03 | External | Microbiology - Environment | Estimated Shigella | ISO 9308-1 | CFU / Plate |  |  | * | 3000
374 | 2025-06-03 | External | Microbiology - Environment | Estimated Staphylococcus aureus | ISO 6888-1 | CFU / Plate |  |  | * | 3000
375 | 2025-06-03 | External | Microbiology - Environment | Estimated Thermotolerant Coliforms | ISO 9308-1 | CFU / Plate |  |  | * | 2500
376 | 2025-06-03 | External | Microbiology - Environment | TPC/ TBC/ MPN/ VCC | PS 5336-2021 (App E1) | CFU / Plate |  |  | * | 2500
377 | 2025-06-03 | External | Microbiology - Environment | YM - Estimated Mold | ISO 18416 | CFU / Plate |  |  | * | 0
378 | 2025-06-03 | External | Microbiology - Environment | YM - Estimated Yeast | ISO 18416 | CFU / Plate |  |  | * | 0
379 | 2025-06-03 | External | Microbiology - Environment | YM Package - Estimated Yeast and Mold | ISO 18416 | Package |  |  | * | 2500
380 | 2025-06-03 | External | Microbiology - Swab | Aerobic Plate Count | PS 5336-2021 (App E1) | CFU / sq cm |  |  | * | 2500
381 | 2025-06-03 | External | Microbiology - Swab | Estimaged Fecal Streptococci | ISO 7899-2 | CFU / sq cm |  |  | * | 2500
382 | 2025-06-03 | External | Microbiology - Swab | Estimated Bacillus cereus | ISO 7932:2004/ ISO 21871:2006 | CFU / sq cm |  |  | * | 3000
383 | 2025-06-03 | External | Microbiology - Swab | Estimated Clostridium perfringens | ISO 15213-2 | CFU / sq cm |  |  | * | 3000
384 | 2025-06-03 | External | Microbiology - Swab | Estimated Coliforms | ISO 9308-1: 2014 | CFU / sq cm |  |  | * | 2500
385 | 2025-06-03 | External | Microbiology - Swab | Estimated Compylobactor | ISO 10272-1 | CFU / sq cm |  |  | * | 3000
386 | 2025-06-03 | External | Microbiology - Swab | Estimated E. coli | ISO 9308-1:2000 | CFU / sq cm |  |  | * | 3000
387 | 2025-06-03 | External | Microbiology - Swab | Estimated Enterobacteriace | ISO 9308-1 | CFU / sq cm |  |  | * | 2500
388 | 2025-06-03 | External | Microbiology - Swab | Estimated Fecal Coliforms | ISO 9308-1: 2014 | CFU / sq cm |  |  | * | 2500
389 | 2025-06-03 | External | Microbiology - Swab | Estimated Lesiteria | ISO 11290-1,2 | CFU / sq cm |  |  | * | 3000
390 | 2025-06-03 | External | Microbiology - Swab | Estimated Pseudomonas aeroginosa | ISO 16266 | CFU / sq cm |  |  | * | 2500
391 | 2025-06-03 | External | Microbiology - Swab | Estimated Salmonella | ISO 6579-1:2017 | CFU / sq cm |  |  | * | 3000
392 | 2025-06-03 | External | Microbiology - Swab | Estimated Shigella | ISO 9308-1 | CFU / sq cm |  |  | * | 3000
393 | 2025-06-03 | External | Microbiology - Swab | Estimated Staphylococcus aureus | ISO 6888-1 | CFU / sq cm |  |  | * | 3000
394 | 2025-06-03 | External | Microbiology - Swab | Estimated Thermotolerant Coliforms | ISO 9308-1 | CFU / sq cm |  |  | * | 2500
395 | 2025-06-03 | External | Microbiology - Swab | TPC/ TBC/ MPN/ VCC | PS 5336-2021 (App E1) | CFU / sq cm |  |  | * | 2500
396 | 2025-06-03 | External | Microbiology - Swab | YM - Estimated Mold | ISO 18416 | CFU / sq cm |  |  | * | 0
397 | 2025-06-03 | External | Microbiology - Swab | YM - Estimated Yeast | ISO 18416 | CFU / sq cm |  |  | * | 0
398 | 2025-06-03 | External | Microbiology - Swab | YM Package - Estimated Yeast and Mold | Package | Package |  |  | * | 2500
399 | 2025-01-22 | BECS | Minerals | Carbon | AOAC 967.05 | % |  |  | * | 2500
400 | 2025-04-22 | BECS | Minerals | Copper | AOAC 965.09 | % |  |  | * | 5500
401 | 2025-01-22 | BECS | Minerals | Humic Acid | ISO 19822:2018 | % |  |  | * | 2000
402 | 2025-04-22 | BECS | Minerals | Iron | AOAC 965.09 | % |  |  | * | 5500
403 | 2025-04-08 | BECS | Minerals | Manganese | AOAC 965.09 | % |  |  | * | 5500
404 | 2025-01-22 | BECS | Minerals | Moisture |  | % |  |  | * | 2000
405 | 2025-04-10 | BECS | Minerals | P2O5 - Acid Soluble | PS 5295-2017 (2nd Rev) | % |  |  | * | 3000
406 | 2025-04-10 | BECS | Minerals | Particle Size -25 Mesh |  | % |  |  | * | 1000
407 | 2025-03-23 | BECS | Minerals | Particle Size +4 Mesh |  | % |  |  | * | 1000
408 | 2025-04-10 | BECS | Minerals | pH | AOAC 973.41 | - |  |  | * | 500
409 | 2026-03-25 | BECS | Packaging | Barium | AOAC 999.10 | mg/kg |  |  | * | 3500
410 | 2026-03-25 | BECS | Packaging | Copper | AOAC 999.10 | mg/kg |  |  | * | 3500
411 | 2026-04-23 | BECS | Packaging | IM - Simulant A | EN 1186-3:2002 | mg/dm2 |  |  |  | 0
412 | 2026-04-23 | BECS | Packaging | IM - Simulant C | EN 1186-3:2002 | mg/dm2 |  |  |  | 0
413 | 2026-04-23 | BECS | Packaging | IM Package - Ink Migration | Package | Package |  |  | * | 60000
414 | 2026-03-25 | BECS | Packaging | Iron | AOAC 999.10 | mg/kg |  |  | * | 3500
415 | 2026-03-25 | BECS | Packaging | Lithium | AOAC 999.10 | mg/kg |  |  | * | 3500
416 | 2026-03-25 | BECS | Packaging | Manganese | AOAC 999.10 | mg/kg |  |  | * | 3500
417 | 2026-04-23 | BECS | Packaging | OM - Simulant A | EN 1186-3:2002 | mg/dm2 |  |  | * | 0
418 | 2026-05-19 | BECS | Packaging | OM - Simulant B | EN 1186-3:2002 | mg/dm2 |  |  | * | 0
419 | 2026-04-23 | BECS | Packaging | OM - Simulant C | EN 1186-3:2002 | mg/dm2 |  |  | * | 0
420 | 2026-05-19 | BECS | Packaging | OM - Simulant D | EN 1186-3:2002 | mg/dm2 |  |  | * | 0
421 | 2026-01-26 | External | Packaging | OM Package - Overall Migration | Package | Package |  |  | * | 60000
422 | 2026-03-25 | BECS | Packaging | Zinc | AOAC 999.10 | mg/kg |  |  | * | 3500
423 | 2026-03-12 | BECS | Plant | Nitrogen | AOAC 978.04 | % |  |  | * | 3000
424 | 2026-03-12 | BECS | Plant | Phosphorous | AOAC 965.17 | ppm |  |  | * | 3000
425 | 2026-03-12 | BECS | Plant | Potassium | AOAC 955.04 | % |  |  | * | 3000
426 | 2025-03-23 | BECS | Soil | Available Calcium | ICARDA Methods of soil, plant and water analysis |  |  |  | * | 1000
427 | 2025-05-29 | BECS | Soil | Bulk Density | ISO 697.1981 | Kg/m3 |  |  | * | 1000
428 | 2025-03-23 | BECS | Soil | C/N Ratio | Walkley, A. (1947.) or AOAC 955.04 | - |  |  | * | 1000
429 | 2025-03-23 | BECS | Soil | Cation Exchange Capacity | ICARDA Methods of soil, plant and water analysis | % |  |  | * | 1000
430 | 2025-03-23 | BECS | Soil | Chlorides | ICARDA Methods of soil, plant and water analysis | % |  |  | * | 1000
431 | 2025-03-23 | BECS | Soil | EC | USDA Handbook 60 or ISO 11265:1994 | dS/m |  |  | * | 500
432 | 2025-03-23 | BECS | Soil | Iron | AOAC 965.09 | ppm |  |  | * | 1000
433 | 2025-08-08 | BECS | Soil | Nitrogen - Total | AOAC 955.04 | % |  |  | * | 1500
434 | 2025-03-23 | BECS | Soil | Organic Matter | Walkley, A. 1947. | % |  |  | * | 1000
435 | 2025-03-23 | BECS | Soil | P2O5 | Olsen Method | ppm |  |  | * | 1000
436 | 2025-03-23 | BECS | Soil | pH | Schofield, & Taylor (1955). 19, 164–167. | - |  |  | * | 500
437 | 2025-03-23 | BECS | Soil | Potassium | USDA Handbook 60 | ppm |  |  | * | 1000
438 | 2025-08-19 | BECS | Soil | Sodium Adsorption Ratio | USDA Handbook 60 | - |  |  | * | 3000
439 | 2025-08-19 | BECS | Soil | Soil Texture | Hydrometer Method | - |  |  | * | 2000
440 | 2025-03-23 | BECS | Soil | Total Calcium | ICARDA Methods of soil, plant and water analysis | ppm |  |  | * | 1000
441 | 2025-03-23 | BECS | Soil | Zinc | AOAC 965.09 | ppm |  |  | * | 1000
442 | 2025-12-24 | BECS | Utilities - Compressed Air | Oil Content | ISO 8573-1:2010 - Class 3 | mg / m3 |  |  | * | 30000
443 | 2025-12-24 | BECS | Utilities - Compressed Air | Particulate Matter | Particle Counter | μm |  |  | * | 30000
444 | 2025-03-23 | BECS | Waste Water/Sludge | Arsenic | APHA 3111B:2017 | mg/L |  |  | * | 2000
445 | 2026-01-05 | BECS | Waste Water/Sludge | BOD | APHA 5210 B | mg / L |  |  | * | 2500
446 | 2025-03-23 | BECS | Waste Water/Sludge | Cadmium | APHA 3111B:2017 | mg/L |  |  | * | 2000
447 | 2025-03-23 | BECS | Waste Water/Sludge | Calcium | APHA 3500ca-B:2017 | mg/L |  |  | * | 2000
448 | 2025-03-23 | BECS | Waste Water/Sludge | Chlorides | APHA 4500- Cl-B:2017 | mg/L |  |  | * | 2000
449 | 2025-03-23 | BECS | Waste Water/Sludge | COD | APHA 5220 B:2017 | mg/L |  |  | * | 2000
450 | 2025-03-23 | BECS | Waste Water/Sludge | Copper | APHA 3111B:2017 | mg/L |  |  | * | 2000
451 | 2025-03-23 | BECS | Waste Water/Sludge | EC | APHA 2510-B:2017 | μS/cm |  |  | * | 500
452 | 2025-03-23 | BECS | Waste Water/Sludge | Hardness | APHA 2340C | mg/L as CaCO3 |  |  | * | 2000
453 | 2025-03-23 | BECS | Waste Water/Sludge | Iron | APHA 3111B:2017 | mg/L |  |  | * | 2000
454 | 2025-03-23 | BECS | Waste Water/Sludge | Lead | APHA 3111B:2017 | mg/L |  |  | * | 2000
455 | 2025-03-23 | BECS | Waste Water/Sludge | Magnesium | APHA 3500mg-B:2017 | mg/L |  |  | * | 2000
456 | 2025-03-23 | BECS | Waste Water/Sludge | Manganese | APHA 3111B:2017 | mg/L |  |  | * | 2000
457 | 2025-03-23 | BECS | Waste Water/Sludge | Nickel | APHA 3111B:2017 | mg/L |  |  | * | 6000
458 | 2025-03-23 | BECS | Waste Water/Sludge | pH | EPA 150.1 | - |  |  | * | 500
459 | 2025-03-23 | BECS | Waste Water/Sludge | Potassium | APHA 3111B:2017 | mg/L |  |  | * | 2000
460 | 2025-03-23 | BECS | Waste Water/Sludge | Sodium | APHA 3111B:2017 | mg/L |  |  | * | 2000
461 | 2025-03-23 | BECS | Waste Water/Sludge | Sulphates | APHA 4500-SO4-C:2017 | mg/L |  |  | * | 2000
462 | 2025-03-23 | BECS | Waste Water/Sludge | TDS | APHA 2540-C:2017 | mg/L |  |  | * | 1500
463 | 2025-03-23 | BECS | Waste Water/Sludge | TS | APHA 2540-B:2017 | mg/L |  |  | * | 1500
464 | 2025-03-23 | BECS | Waste Water/Sludge | TSS | APHA 2540-D:2017 | mg/L |  |  | * | 1500
465 | 2025-03-23 | BECS | Waste Water/Sludge | Zinc | APHA 3111B:2017 | mg/L |  |  | * | 2000
466 | 2025-07-21 | BECS | Water - Drinking | Alkalinity | APHA 2320 | mg/L |  |  | * | 1000
467 | 2026-01-12 | BECS | Water - Drinking | Aluminum | APHA 3500 | mg / L |  |  | * | 4000
468 | 2025-07-21 | BECS | Water - Drinking | Ammonia - Total | APHA 4500 NH3-D | mg/L |  |  | * | 1500
469 | 2025-07-21 | BECS | Water - Drinking | Ammonia - Unionized | Calculations Based on APHA 4500 NH3-D | mg/L |  |  | * | 1000
470 | 2025-04-22 | BECS | Water - Drinking | Arsenic | APHA 3111B:2017 | mg/L |  |  | * | 2000
471 | 2026-01-12 | External | Water - Drinking | BOD | APHA 5210 B | mg / L |  |  | * | 4500
472 | 2025-04-22 | BECS | Water - Drinking | Cadmium | APHA 3111B:2017 | mg/L |  |  | * | 2000
473 | 2025-04-22 | BECS | Water - Drinking | Calcium | APHA 3500ca-B:2017 | mg/L |  |  | * | 2000
474 | 2025-04-22 | BECS | Water - Drinking | Chlorides | APHA 4500- Cl-B:2017 | mg/L |  |  | * | 2000
475 | 2026-01-12 | BECS | Water - Drinking | Chromium | APHA 3503 | mg / L |  |  | * | 3000
476 | 2026-01-12 | BECS | Water - Drinking | Cobalt | APHA 3501 | mg / L |  |  | * | 4000
477 | 2026-01-12 | BECS | Water - Drinking | COD | APHA 5220 | mg / L |  |  | * | 4500
478 | 2025-04-22 | BECS | Water - Drinking | Copper | APHA 3111B:2017 | mg/L |  |  | * | 2000
479 | 2025-04-22 | BECS | Water - Drinking | EC | APHA 2510-B:2017 | μS/cm |  |  | * | 500
480 | 2025-04-22 | BECS | Water - Drinking | Hardness | APHA 2340C | mg/L as CaCO3 |  |  | * | 2000
481 | 2026-01-05 | BECS | Water - Drinking | Hardness - Calcium | APHA 2340C | mg/L as CaCO3 |  |  | * | 2000
482 | 2025-04-22 | BECS | Water - Drinking | Iron | APHA 3111B:2017 | mg/L |  |  | * | 2000
483 | 2025-04-22 | BECS | Water - Drinking | Lead | APHA 3111B:2017 | mg/L |  |  | * | 2000
484 | 2025-04-22 | BECS | Water - Drinking | Magnesium | APHA 3500mg-B:2017 | mg/L |  |  | * | 2000
485 | 2025-04-22 | BECS | Water - Drinking | Manganese | APHA 3111B:2017 | mg/L |  |  | * | 2000
486 | 2026-01-05 | BECS | Water - Drinking | Mercury | APHA 3500 | mg/L |  |  | * | 2500
487 | 2025-04-22 | BECS | Water - Drinking | Nickel | APHA 3111B:2017 | mg/L |  |  | * | 2000
488 | 2026-01-12 | BECS | Water - Drinking | Nickle | APHA 3502 | mg / L |  |  | * | 3000
489 | 2025-08-21 | BECS | Water - Drinking | Nitrate | APHA 4500-NO3-E | mg/L |  |  | * | 2000
490 | 2026-01-05 | BECS | Water - Drinking | Nitrite | APHA 4500-NO2-E | mg/L |  |  | * | 2000
491 | 2025-04-22 | BECS | Water - Drinking | pH | APHA 4500 H+ - B: 2017 | - |  |  | * | 500
492 | 2025-04-22 | BECS | Water - Drinking | Potassium | APHA 3111B:2017 | mg/L |  |  | * | 2000
493 | 2025-08-21 | BECS | Water - Drinking | PT - Colour |  | - |  |  | * | 0
494 | 2025-08-21 | BECS | Water - Drinking | PT - Odor |  | - |  |  | * | 0
495 | 2025-08-21 | BECS | Water - Drinking | PT - Taste |  | - |  |  | * | 0
496 | 2025-08-21 | BECS | Water - Drinking | PT Package - Physical Testing |  | Package |  |  | * | 1500
497 | 2025-07-21 | BECS | Water - Drinking | Salinity | Calculations Based on APHA 2510 | ppt |  |  | * | 500
498 | 2025-04-22 | BECS | Water - Drinking | Sodium | APHA 3111B:2017 | mg/L |  |  | * | 2000
499 | 2025-04-22 | BECS | Water - Drinking | Sulphates | APHA 4500-SO4-C:2017 | mg/L |  |  | * | 2000
500 | 2025-04-22 | BECS | Water - Drinking | TDS | APHA 2540-C:2017 | mg/L |  |  | * | 1500
501 | 2025-04-22 | BECS | Water - Drinking | TS | APHA 2540-B:2017 | mg/L |  |  | * | 1500
502 | 2025-04-22 | BECS | Water - Drinking | TSS | APHA 2540-D:2017 | mg/L |  |  | * | 1500
503 | 2025-04-22 | BECS | Water - Drinking | Zinc | APHA 3111B:2017 | mg/L |  |  | * | 2000
504 | 2025-08-28 | BECS | Water - Drinking - Package | Alkalinity | APHA 2320 | mg/L |  |  | * | 0
505 | 2025-08-28 | BECS | Water - Drinking - Package | Ammonia - Total | APHA 4500 NH3-D | mg/L |  |  | * | 0
506 | 2025-08-28 | BECS | Water - Drinking - Package | Arsenic | APHA 3111B:2017 | mg/L |  |  | * | 0
507 | 2025-08-28 | BECS | Water - Drinking - Package | Cadmium | APHA 3111B:2017 | mg/L |  |  | * | 0
508 | 2025-08-28 | BECS | Water - Drinking - Package | Calcium | APHA 3500ca-B:2017 | mg/L |  |  | * | 0
509 | 2025-08-28 | BECS | Water - Drinking - Package | Chlorides | APHA 4500- Cl-B:2017 | mg/L |  |  | * | 0
510 | 2025-08-28 | BECS | Water - Drinking - Package | Colour |  | - |  |  | * | 0
511 | 2025-08-28 | BECS | Water - Drinking - Package | Copper | APHA 3111B:2017 | mg/L |  |  | * | 0
512 | 2025-08-28 | BECS | Water - Drinking - Package | EC | APHA 2510-B:2017 | μS/cm |  |  | * | 0
513 | 2025-08-28 | BECS | Water - Drinking - Package | Hardness | APHA 2340C | mg/L as CaCO3 |  |  | * | 0
514 | 2025-08-28 | BECS | Water - Drinking - Package | Iron | APHA 3111B:2017 | mg/L |  |  | * | 0
515 | 2025-08-28 | BECS | Water - Drinking - Package | Lead | APHA 3111B:2017 | mg/L |  |  | * | 0
516 | 2025-08-28 | BECS | Water - Drinking - Package | Magnesium | APHA 3500mg-B:2017 | mg/L |  |  | * | 0
517 | 2025-08-28 | BECS | Water - Drinking - Package | Manganese | APHA 3111B:2017 | mg/L |  |  | * | 0
518 | 2025-08-28 | BECS | Water - Drinking - Package | Nitrate | APHA 4500-NO3-E | mg/L |  |  | * | 0
519 | 2025-08-28 | BECS | Water - Drinking - Package | Odor |  | - |  |  | * | 0
520 | 2025-08-28 | BECS | Water - Drinking - Package | pH | APHA 4500 H+ - B: 2017 | - |  |  | * | 0
521 | 2025-08-28 | BECS | Water - Drinking - Package | Potassium | APHA 3111B:2017 | mg/L |  |  | * | 0
522 | 2025-08-28 | BECS | Water - Drinking - Package | Salinity | Calculations Based on APHA 2510 | ppt |  |  | * | 0
523 | 2025-08-28 | BECS | Water - Drinking - Package | Sodium | APHA 3111B:2017 | mg/L |  |  | * | 0
524 | 2025-08-28 | BECS | Water - Drinking - Package | Sulphates | APHA 4500-SO4-C:2017 | mg/L |  |  | * | 0
525 | 2025-08-28 | BECS | Water - Drinking - Package | Taste |  | - |  |  | * | 0
526 | 2025-08-28 | BECS | Water - Drinking - Package | TDS | APHA 2540-C:2017 | mg/L |  |  | * | 0
527 | 2025-08-28 | BECS | Water - Drinking - Package | TS | APHA 2540-B:2017 | mg/L |  |  | * | 0
528 | 2025-08-28 | BECS | Water - Drinking - Package | TSS | APHA 2540-D:2017 | mg/L |  |  | * | 0
529 | 2025-08-28 | BECS | Water - Drinking - Package | Water Drinking Package | Package | Package |  |  | * | 40000
530 | 2025-08-28 | BECS | Water - Drinking - Package | Zinc | APHA 3111B:2017 | mg/L |  |  | * | 0
531 | 2025-03-23 | BECS | Water - Irrigation | Arsenic | AOAC 965.17 | ppm |  |  | * | 1000
532 | 2025-03-23 | BECS | Water - Irrigation | Bi Carbonates | USDA Handbook 60 | ppm |  |  | * | 1000
533 | 2025-03-23 | BECS | Water - Irrigation | Cadmium | AOAC 965.13 | ppm |  |  | * | 1000
534 | 2025-03-23 | BECS | Water - Irrigation | Calcium | USDA Handbook 60 | ppm |  |  | * | 1000
535 | 2025-03-23 | BECS | Water - Irrigation | Carbonates | USDA Handbook 60 | ppm |  |  | * | 1000
536 | 2025-03-23 | BECS | Water - Irrigation | Chlorides | USDA Handbook 60 | ppm |  |  | * | 1000
537 | 2025-03-23 | BECS | Water - Irrigation | Copper | AOAC 965.11 | ppm |  |  | * | 1000
538 | 2025-03-23 | BECS | Water - Irrigation | EC | USDA Handbook 60 | μS/cm |  |  | * | 500
539 | 2025-03-23 | BECS | Water - Irrigation | Iron | AOAC 965.10 | ppm |  |  | * | 1000
540 | 2025-03-23 | BECS | Water - Irrigation | Lead | AOAC 965.14 | ppm |  |  | * | 1000
541 | 2025-03-23 | BECS | Water - Irrigation | Magnesium | AOAC 965.16 | ppm |  |  | * | 1000
542 | 2025-03-23 | BECS | Water - Irrigation | Manganese | AOAC 965.15 | ppm |  |  | * | 1000
543 | 2025-03-23 | BECS | Water - Irrigation | Nickel | AOAC 965.12 | ppm |  |  | * | 6000
544 | 2025-03-23 | BECS | Water - Irrigation | pH | APHA 4500 H+ - B: (2017) | - |  |  | * | 500
545 | 2025-03-23 | BECS | Water - Irrigation | Potassium | USDA Handbook 60 | ppm |  |  | * | 1000
546 | 2025-08-19 | BECS | Water - Irrigation | Residual Sodium Carbonate | USDA Handbook 60 | ppm |  |  | * | 2000
547 | 2025-03-23 | BECS | Water - Irrigation | Sodium | USDA Handbook 60 | ppm |  |  | * | 1000
548 | 2025-08-19 | BECS | Water - Irrigation | Sodium Adsorption Ratio | USDA Handbook 60 | ppm |  |  | * | 3000
549 | 2025-03-23 | BECS | Water - Irrigation | Sulphates | Verma, B C (1977) | ppm |  |  | * | 1000
550 | 2025-03-23 | BECS | Water - Irrigation | Zinc | AOAC 965.09 | ppm |  |  | * | 1000
551 | 2026-06-15 | BECS | Fertilizer - Solid | Fulvic Acid | ISO 19822:2018 | % |  |  | * | 4500
552 | 2026-06-15 | BECS | Fertilizer - Solid | Amino Acid | AOAC 955.04 | % |  |  | * | 3000
553 | 2026-06-17 | External | Food - Rice | Package - Pesticide | [5 empty] | 30000
554 | 2026-06-17 | External | Food - Rice | Pesticide - Tricyclazole |  | mg/kg
555 | 2026-06-17 | External | Food - Rice | Pesticide - Chlorpyrifos-methyl |  | mg/kg
556 | 2026-06-17 | External | Food - Rice | Pesticide - Thiamethoxam |  | mg/kg
557 | 2026-06-17 | External | Food - Rice | Pesticide - Buprofezin |  | mg/kg
558 | 2026-06-17 | External | Food - Rice | Pesticide - Triazophos |  | mg/kg
559 | 2026-06-17 | External | Food - Rice | Pesticide - Acephate |  | mg/kg
560 | 2026-06-17 | External | Food - Rice | Pesticide - Hexaconazole |  | mg/kg
561 | 2026-06-17 | External | Food - Rice | Pesticide - Isoprothiolane |  | mg/kg
562 | 2026-06-17 | External | Food - Rice | Pesticide - Carbofuran |  | mg/kg
563 | 2026-06-17 | External | Food - Rice | Pesticide - Phorate |  | mg/kg
564 | 2026-06-17 | External | Food - Rice | Pesticide - Monocrotophos |  | mg/kg
565 | 2026-07-06 | External | Food and Feed | Curcumin | AOAC 995.09 | % |  |  | * | 12000
566 | 2026-07-07 | BECS | Fertilizer - Solid | Sulphur - Suspensibility | CIPAC MT 15.1 | % |  |  | * | 3500
567 | 2026-07-09 | BECS | Food and Feed | Turmeric - Color Adulteration | Lab Developed Method | - |  |  | * | 3500

## Client
BECS List of Clients |  |  |  | Source : BECS Database - Client
Client Reference |  |  |  | Address |  |  | Tax Number |  | Focal Person |  |  | my
Sr # | Reg Date | Sector | Name | Line 1 | Line 2 | City | NTN | STN | Name | Cell # | email
1 | 2025-03-17 | Biofertilizers | Microbial Biotechnogies | 41, Tariq Ismail Road | Off Raiwind Link Road | Lahore |  |  | Amna Sadiq | 0300-9658774 | amnasadiq0295@gmail.com | 325
2 | 2025-03-17 | BNFF | Biotech Fertilizer (Pvt) Ltd | 41, Tariq Ismail Road | Off Raiwind Link Road | Lahore |  |  | Muhammad Afzal | 0301-4373449 |  | 325
3 | 2025-03-17 | Cosmetics | BBA Cosmetics | 12-A, Al Noor Industrial Area | Anum Road | Lahore |  |  | Uzair Ahmad | 0308-7353104 | uzairahmad104@gmail.com | 325
4 | 2025-03-17 | Fertilizer | AFM | 1 Km, Katar Bund Road | Thokar Niaz Baig | Lahore |  |  | Dr Faheem | 0321-4774936 |  | 325
5 | 2025-03-17 | Fertilizer | Agricon Services | Pahhranwali |  | Mandi Baha ud Din |  |  | Ghulam Abbas Tarar | 0300-8625279 |  | 325
6 | 2025-03-17 | Fertilizer | Agro Farma Chemicals | [8 empty] | 325
7 | 2025-03-17 | Fertilizer | Ajwa Agro Services | 6 Km, Faizpur interchange | Sharaqpur Road | Lahore |  |  | Zafar Iqbal | 0300-4928574 | Ajwa.agro@gmail.com | 325
8 | 2025-03-17 | Fertilizer | Al Nasar Fertilizer | [8 empty] | 325
9 | 2025-07-21 | Fertilizer | Ali Agro Chemical | Matta |  | Swat |  |  | Muhammad Bahdar | 0346-9421238 |  | 725
10 | 2025-04-09 | Fertilizer | Anmol Agro Chemical (Pvt) Ltd |  |  | Gujranwala |  |  | M Riaz Ahmad | 0300-8743714 |  | 425
11 | 2025-05-21 | Fertilizer | Asghar Sons | NFC Society |  | Lahore |  |  | Musharaf | 0300-8501165 |  | 525
12 | 2025-05-20 | Fertilizer | BAYER Pakistan (Pvt) Ltd | Plot 23, Sector 22 | Korangi Inustrial Area | Karachi |  |  | Aftab Ahmad Sheikh | 0333-4510544 |  | 525
13 | 2025-03-17 | Fertilizer | Bhatti Traders | [8 empty] | 325
14 | 2025-03-17 | Fertilizer | CABI | [8 empty] | 325
15 | 2025-12-15 | Fertilizer | Comsats University | Defense Road |  | Lahore |  |  | Dr Khaliq | 0334-7378 082 |  | 1225
16 | 2025-06-25 | Fertilizer | Daishin Agro Technologies | Plot 3, Rohi Drain | Mohlanwal, Multan Road | Lahore |  |  | Osman Haider | 0309-9113129 | uhaidermalik.28@gmail.com | 625
17 | 2025-05-21 | Fertilizer | Eastern Scientific | Revenue Society |  | Lahore |  |  | Musharaf | 0300-8501165 |  | 525
18 | 2025-03-17 | Fertilizer | Ever Green | [8 empty] | 325
19 | 2025-05-19 | Fertilizer | Faras Chemical Manufacturing | 77 D, Wahdat Road | New Muslim Town | Lahore |  |  | Sayal Ahmad | 0323-8486230 |  | 525
20 | 2025-03-17 | Fertilizer | Faysal Farms | 16 Km, Kot Karam Khan | JDW Road | Rahim Yar Khan |  |  | Annus Faisal | 0302-2924646 |  | 325
21 | 2025-03-17 | Fertilizer | Fazal Fertilizer (Pvt) Ltd | 52, D-2 | Johar Town | Lahore |  |  | Mian Saif ur Rehman | 0321-2930372 | Mian.saif.ur.rehman@gmail.com | 325
22 | 2025-03-17 | Fertilizer | Five Star Agro Fertilizer | [8 empty] | 325
23 | 2025-03-17 | Fertilizer | Geo Elements | Allah Hu Industrial Estate | Ferozepur Road | Lahore | [5 empty] | 325
24 | 2025-03-17 | Fertilizer | Guard Agriculture Research & Servicess |  |  | Lahore |  |  | Asim Zia | 0309-9359025 |  | 325
25 | 2025-08-08 | Fertilizer | Hamdard University |  |  | Karachi |  |  | Tayyaba Asif | 0332-2446578 | tayyaba.asif@hamdard.edu.pk | 825
26 | 2025-03-17 | Fertilizer | Kropz AG Care Fertilizer |  |  | Lahore |  |  | Saleem Anwar | 0300-7760532 |  | 325
27 | 2025-12-23 | Fertilizer | Lucky Core Industries Limited | 63 Mozang Road |  | Lahore |  |  | Seemab Yamin | 0323-4937765 | seemab.yamin@luckycore.com | 1225
28 | 2025-03-17 | Fertilizer | Mansoor Chemicals | [8 empty] | 325
29 | 2025-06-19 | Fertilizer | Mashal Chemical Industries Pvt Ltd. | Plot A-43, Phase 1-A, M3 Industrial City SEZ | Sahianwala Interchnage | Faislabad |  |  | M Yahya Sardar | 0348-4811111 | myahyasardar@gmail.com | 625
30 | 2025-09-09 | Fertilizer | Muhammad Wahid Akhtar | Bhabra Market, Naseerabad | Model Town | Lahore |  |  | Muhammad Wahid Akhtar | 3004158900 | wahidawan31@gmail.com | 925
31 | 2025-07-10 | Fertilizer | Next Gen Fertilizer | 41, Tariq Ismail Road | Off Raiwind Link Road | Lahore |  |  | Muhammad Afzal | 0301-9836902 | afzalchemist009@gmail.com | 725
32 | 2025-03-17 | Fertilizer | Orient Agro |  | by pass | Shaikhupura |  |  | Samar Abbas | 0307-6830218 |  | 325
33 | 2025-07-29 | Fertilizer | Qarshi Research International Pvt. Ltd | 15 - G | Gulberg III | Lahore |  |  | Muhammad Ali | 0307-8719441 | ali.muhammad@qrilabs.com | 725
34 | 2026-02-19 | Fertilizer | Reliance Waste Recycling Pvt Ltd |  |  | Pakpatan |  |  | Meer Ansab Hafeez |  |  | 226
35 | 2025-06-13 | Fertilizer | Royal Agro Chemicals | Shop 1, Razzak Luxury Apartments, Main University Road | Opp Askari Park, Al Hilal CHS | Karachi |  |  | M Ashraf | 0300-8645080 |  | 625
36 | 2025-11-13 | Fertilizer | RPDS | Model Town |  | Lahore |  |  | Fizan Jabbar | 0319-3653049 |  | 1125
37 | 2025-12-31 | Fertilizer | TECHNICS | F8 Jinnah Tower A Block | Commercial Valancia Housing | Lahore |  |  | Raja Khaliq Hussain | 0300-8654938 |  | 1225
38 | 2025-03-17 | Fertilizer | TUV Rheinland Arabia LLC | Branch Office | 47 B, Johar Town | Lahore | 71573343 |  | Akram | 0317-8883572 | muhammad.akram@sa.tuv.com | 325
39 | 2025-03-17 | Fertilizer | United Agro Chemical | 686-C | Faisal Town | Lahore |  |  | M Asif Ali | 0300-4928574 | masifali7@hotmail.com | 325
40 | 2025-03-17 | Fertilizer | United Ethanol Industries Ltd | 686-C | Faisal Town | Lahore |  |  | M Asif Ali | 0300-4928574 | masifali7@hotmail.com | 325
41 | 2025-03-17 | Fertilizer | Vital Agri Nutrients | 605, Al-Hafeez Heights | Gulburg III | Lahore |  |  | Himayat Hussain | 0325-4330612 |  | 325
42 | 2025-03-17 | Food | A&Y Food Industrires Pvt ltd | Plot 1, Sector A-3, Export Processing Zone | Landhi 75150 | Karachi |  |  | Salman | 0324-2592017 |  | 325
43 | 2025-07-28 | Food | Abdul Wasay Flour Mills | Saadat Conly | Band Road | Lahore |  |  | Khizer Jehangir | 0321-2878267 | info@awflourmills.com | 725
44 | 2025-08-26 | Food | Achha Foods | Main Boulevard, Green Forts 2 | Canal Road | Lahore |  |  | Usman Ashraf | 0305-9797418 | Usman.achha@gmail.com | 825
45 | 2025-03-17 | Food | AIF Nutraceutical | [8 empty] | 325
46 | 2025-08-01 | Food | Al Moiz Industries Limited | 2 / D - 1 | Gulberg III | Lahore |  |  | Kamran Manzoor | 0307-5696035 | kamran.manzoor@almoiz.com | 825
47 | 2025-06-26 | Food | Alhamdolillah Exports | 52, Wahdat Town | Satiana Road | Faislabad |  |  | Waqas Khawaja | 0300-8473001 |  | 625
48 | 2025-07-18 | Food | Anaya Salt Crafts | Plot No.34 B Block | S.I.E G.T Road | Jehlum |  |  | Saqib Naveed | 0300-5425496 |  | 725
49 | 2025-05-20 | Food | Anis Associates (Pvt.) Ltd. | 4 Km, Managa-Raiwind Road |  | Lahore |  |  | Dr Jawad Masood | 0305-9982541 |  | 525
50 | 2025-11-26 | Food | Ayor Health Ltd | 86-90 Paul Street, | EC2A 4NE | London |  |  | Mr.Hamza | 442035767057 | contact@ayorhealth.co.uk | 1125
51 | 2025-04-21 | Food | Bake Parlor Bread | Plot 32, Sector 28 | Korangi Industrial Area | Karachi |  |  | M Bilal Doger | 0306-4282672 |  | 425
52 | 2025-10-27 | Food | Balouch Foods International | Plot No. 55, Dates Market NHA Therhi, | 66160 Khairpur Mir's | Sindh |  |  | Imdad Balouch | 0302-2203330 | balouchfoods@gmail.com | 1025
53 | 2025-10-07 | Food | Bashir Darul Mahi | 58- Gulberg-II |  | Lahore |  |  | Talha Ikram | 0303-4396085 |  | 1025
54 | 2025-03-17 | Food | Bilal International | Plot 3-LM | Sargodha-Mianwali Road | Quaidabad, Khushab |  |  | Ijaz | 0303-9518578 |  | 325
55 | 2025-09-17 | Food | Brim Burgers PK | Head Office | DHA Raya | Lahore |  |  | M Arham Raza | 0309-6932286 | arhamraza446@gmail.com | 925
56 | 2025-12-02 | Food | Bureau Veritas | Plot 37, First Floor, Somia Ehsan Plaza | College Road Township | Lahore |  |  | Adnan Raza Khan | 0300-0647085 | adnanraza.khan@bureauveritas.com | 1225
57 | 2025-03-17 | Food | Enerzaar | Firdaus Market | Gulberg 3 | Lahore |  |  | Abrar Nadeem | 0346-4412029 | abrar.nadeem77@gmail.com | 325
58 | 2025-10-29 | Food | Farmers Cheese Maaking (Pvt.) Ltd | Near Gajju Matta |  | Lahore |  |  | Zain Amin | 0322-4124772 | ga@fcm.com.pk | 1025
59 | 2025-07-29 | Food | Glaze Sweets | Punjab Industria Estate |  | Taxila |  |  | Shehneela Riaz | 0348-8037583 | shehneelariaz391@gmail.com | 725
60 | 2025-12-24 | Food | Glaze Sweets Private Limited | 22D, 23D Punjab Small Industrial Estate | Jhang Bahtar Road | Wah Cantt |  |  | Shehneela Riaz |  |  | 1225
61 | 2025-09-16 | Food | GMP Foods Private Ltd | 8B, B-Block, | Model Town | Lahore |  |  | Mohsin Ali | 0301-4546408 | gmpfoodspvtltd@gmail.com | 925
62 | 2026-01-28 | Food | GNS Agri Farm | Rehman Pura Near Dolay wala stop |  | Lahore |  |  | Nadeem Ghulam Nabi | 0321-6583890 | gnsagrifarm@gmail.com | 126
63 | 2025-03-17 | Food | Golden Food Products | [8 empty] | 325
64 | 2025-09-21 | Food | Green Bagram Logistics & Agricultural Services | 224-Street 13, District 10 | Wazir Akbar Khan | Kabul Afghanistan |  |  | Irfan Rustam | 0374-7955755 | Irfan.rustam@greenbagram.com | 925
65 | 2025-10-10 | Food | Halal Beef Gelatin Mills (Pvt) Ltd | A Project of Cheng Xiang Gelatin | P-407-A, Muslim Town, Lasani Pulli | Sargodha Road, Faisalabad |  |  | Mr.Asad |  | asad.masood1980@gmail.com | 1025
66 | 2025-09-04 | Food | Homemade Cuisine Gluten Free | 272/H2, Mall Gate # 1، Opp Emporium Mall | Block H 2, Phase 2, Johar Town | Lahore |  |  | Sudais Asif | 0333-4271429 | Homemadecuisine01@gmail.com | 925
67 | 2025-11-26 | Food | Hoti Himalayan Salt Pvt Ltd. | House # 23, street # 28 | F-8/1 | Islamabad |  |  | M.Zarak Malik | 0313-9349348 |  | 1125
68 | 2025-07-14 | Food | Hunza Organics | 438, Zeenat Block | Allama Iqbal Town | Lahore |  |  | Mr. Zahid Durrani | 0333-4349488 |  | 725
69 | 2025-07-14 | Food | ICELAND Cold Chain | 11-Km | Raiwind Road | Lahore |  |  | M.Saad Chandia | 0321-8456731 | saad@iceland.pk | 725
70 | 2025-12-24 | Food | Individual | Dream Avenue Society | Raiwind Road | Lahore |  |  | Waqas Khan | 0333-4728082 | waqasbalakh236@gmail.com | 1225
71 | 2025-12-24 | Food | International Services of Compliance |  |  | Islamabad |  |  | Zulfiqar Ali | 0331-1313644 |  | 1225
72 | 2026-02-19 | Food | Ishfaq Tanneries | 11-km ferozpur road |  | Kasur |  |  | Tanveer Hussain | 0322-4200024 |  | 226
73 | 2025-03-17 | Food | Itefaq Trading Co | Ittefaq House, 369, Block D-2 | Johar Town | Lahore |  |  | Zahoor Ahmad | 0322-4999938 | logistics@ittefaqsalt.com | 325
74 | 2025-03-17 | Food | Ittefaq Salt | Ittefaq House, 369, Block D-2 | Johar Town | Lahore | [5 empty] | 325
75 | 2025-08-07 | Food | Javeria Dairy | 15 D2 Abdullah Street, | New Islamia Park, Samanabad | Lahore |  |  | Faisal Munir | 0301-7005397 | faaisalmunir@gmail.com | 825
76 | 2025-07-21 | Food | Kashmir Sugar Mill |  |  | Shorkot |  |  | Amir Kahloon | 0303-2366406 | amirkahloon991@gmail.com | 725
77 | 2025-07-24 | Food | Khalis Oil & Ghee Industries LTD | 3.5-km Muridke Sheikhupura | Road Muridke | Lahore |  |  | Shahzad Rehman | 0300-6629385 | shehzadrehman.iso@gmail.com | 725
78 | 2025-03-20 | Food | Khawaja Rice processors | 5 Km, Narowal-Muredke Road | Muredke | Lahore |  |  | M Imran | 0300-8135271 |  | 325
79 | 2025-03-17 | Food | Kinwah Foods | Iqbal Garden, Near Superior University | Canal Avenue | Rahim Yar Khan |  |  | M Atif Javed | 0342-8862970 |  | 325
80 | 2025-03-17 | Food | MAF Retailing LLC | MAF Carrefour | Fortress Stadium | Lahore |  |  | Ahmad Rafique | 0302-8201299 | arafique@mafcarrefour.com | 325
81 | 2025-07-03 | Food | MAP Rice Mills | 5 km | Gujranwal Road | Hafizabad 52110 |  |  | Raja Arslan | 0310-3332705 |  | 725
82 | 2025-07-08 | Food | Marjan Maize Products (Pvt) Ltd | 7 Km | Raiwind-Manga Road | Lahore |  |  | Waqar Ahsan | 0306-0585071 | waqar.ahsan@mmppl.com | 725
83 | 2025-07-08 | Food | Matco Foods Ltd | 50 Km, G T Road | Sadhoke | Gujranwala |  |  | Asif Shareef | 0346-8206042 | asif.shareef@matcofoods.com | 725
84 | 2026-01-26 | Food | MG Agri Foods Pvt Ltd | MG Agri Foods Pvt Ltd VHT Processing and packhouse facility | 4-Km Masood Nagar | Kabirwala |  |  | Talha Mughal | 0307-5551383 | talha.bd@mgagrifoods.com | 126
85 | 2025-12-31 | Food | MOMS EARTH | House 108-C | Palm City | Lahore |  |  | Azan Akmal | 0310-6540171 | azanakmal01245@gmail.com | 1225
86 | 2025-11-06 | Food | Montaris | Office No. 1, Plaza 62C Iqbal Road Civic Center | Airport Housing Society | Islamabad |  |  | Mobeen Khan | #ERROR! | hello@whymontaris.com.au | 1125
87 | 2026-01-06 | Food | National Flour & General Mills Ltd. |  | Lahore Road | Sheikhupura |  |  | Naeem Aslam | 0322-5860917 |  | 126
88 | 2025-11-26 | Food | National Food Limited | Plot 346-347 Phase 2 M3 | Industrial City | Faisalabad |  |  | Mubashir Aslam | 0304-6801334 | Mubashir.aslam@nfoods.com | 1125
89 | 2025-10-27 | Food | Natural Foods Pakistan | Plot No. 95, Main Road National Highway Therhi | 66160 Khairpur Mir's | Sindh |  |  | Abdul Ghaffar | 0300-0186141 | Export.naturalfoodspak@gmail.com | 1025
90 | 2025-05-25 | Food | Noir Shilajet (UK) | 52 Runnymede Gardens, Western Avenue | Greenford | London UB6 8SU |  |  | Amir Mehmood | 447730661714 |  | 525
91 | 2025-09-17 | Food | Oatilier | 213 C, Street - 1 | NFC | Lahore |  |  | Sayed Taimoor | 0322-4528242 | taimoorsyed52@gmail.com | 925
92 | 2025-11-06 | Food | Organico Mart | B 5 Panorama Center | Circket stadium Road | Rawalpindi |  |  | Sakhi Zaman | #ERROR! | organicomart@gmail.com | 1125
93 | 2025-07-30 | Food | Pak Veritas Gobal |  |  | Lahore |  |  | Ali Raza | 0326-7899955 |  | 725
94 | 2025-04-29 | Food | Pakistan Organic Pink Salt | 32 Km, Jauharabad-Mianwali Road | Okhlimohalah | Khushab |  |  | Adeel | 0300-1117834 |  | 425
95 | 2026-01-26 | Food | Parbat Shilajit | Diamer District |  | Gilgit Baltistan |  |  | Hafiz Shabbir | 0315-1003811 |  | 126
96 | 2025-08-19 | Food | PK Meat & Food Company (Pvt) Ltd | Rohi Nala Bypass | Manga Road | Raiwind, Lahore |  |  | Syed Rajab Ayub | 0336-4851971 | QA@pkmeat.com | 825
97 | 2025-10-29 | Food | Punjab Food Authority | ead office 83-C | New Muslim Town Near Naqsha Stop | Lahore |  |  | Abdul Samad |  | samplinganalyst.pfa@gmail.com | 1025
98 | 2025-04-25 | Food | Rayyan Organics | Sector C-3, Garilth | Main KKH Road | Hunza, Gilgit Baltistan |  |  | Malik Rayyan | 0323-9589904 |  | 425
99 | 2026-01-07 | Food | Rehmat Wheat Products (Pvt) Ltd | 19-Ravi Road |  | Lahore | 79167947 |  | Rashid Lodhi | 0300-6726178 | rashidlodhi77@gmail.com | 126
100 | 2025-08-22 | Food | RITZ PVT | H1412 | Akbari Market | Lahore |  |  | Bilal Ahmad | 0316-4010014 | ritzyprivate@gmail.com | 825
101 | 2025-03-17 | Food | Shahi International (Pvt) Ltd | Plot 566-A | Sundar Industrial Estate | Lahore |  |  | Rizwan Ali | 0333-0301237 | rizwan.ali@shahi.pk | 325
102 | 2025-12-19 | Food | Shams Grains Private Limited | 2Km Manga | Raiwind Road | Lahore | 8981483-5 |  | Dr. Muhammad Akhlaq | 0323-4236778 | Muhammad.akhlaq@shamsgrains.com | 1225
103 | 2025-04-21 | Food | Skaaf Food | 1.2 Km, Rohi Drain Near PSO | Ferozepur Road, Gajjumata | Lahore |  |  | M Hamaad Zia | 0321-7244949 |  | 425
104 | 2026-03-18 | Food | Star Chicken | 5 Km Depalpur Road, | Bahadurpura | Kasur |  |  | Rana Naveed | 0300-6516374 |  | 326
105 | 2025-04-09 | Food | Suhail International | Hazrat Usman e Ghani road | Sagiyan Bypass | Lahore |  |  | Adil Mail | 0303-8444927 |  | 425
106 | 2025-10-29 | Food | Supreme Flour Mills | 22-km, Multan Road | Molanwal | Lahore |  |  | Atiya Iftikhar | 0336-7929808 |  | 1025
107 | 2025-04-07 | Food | TUV Rheinland Arabia LLC | Branch Office | 47 B, Johar Town | Lahore |  |  | M Akram | 0317-8883572 |  | 425
108 | 2025-07-03 | Food | Vital Foods | 5 km, Head Baloki Road | More Khunda | Nankana Sahib |  |  | Ishtiaq Ahmad | 0332-6657236 | vitalfoods28@gmail.com | 725
109 | 2025-03-17 | Food | Vital Green (Pvt) Ltd | [8 empty] | 325
110 | 2025-11-05 | Food | Vitameena Ltd | 230 Pretoria Road, Birmingham |  | England, United Kingdom, B9 5LG |  |  | Saif Ali | #ERROR! | vitameenaltd@gmail.com | 1125
111 | 2025-09-23 | Food | Volka Food International Ltd | 3Km Bahawalpur Bypass | Bahawalpur Road | Multan | 7342134-6 |  | M Salman Aslam | 92-61-111-795-795 | salman.aslam@volkafood.com | 925
112 | 2025-08-08 | Food | Wali Jan Trading Company | Santan Bazar |  | Chaman |  |  | Wali Jan | 0309-8000624 |  | 825
113 | 2025-07-21 | Food | Wasiq Traders | 12/1 Shahjahan Street, Alamgir Road | Islamia Park, Poonch Road | Lahore | 3520263593161 |  | Syed Wasiq Ali | 0337-4004523 |  | 725
114 | 2025-07-18 | Food | Wing Foods (Pvt) Limited | N-5 Thehri, Habibabad | District Khairpur Miras | Sindh |  |  | Salman Ghaffar | 0305-3125410 |  | 725
115 | 2025-08-07 | Food | Zain Ahmed Enterprises (Pvt) Ltd | 31-C Ittehad Commercial Lane, | 10, DHA Phase 6, | Karachi | 9252575 |  | Rizwan Ali | 0333-0301237 | rizwan.ali@shahi.pk | 825
116 | 2025-03-17 | Govt Punjab | Director General EPA (Punjab) | [8 empty] | 325
117 | 2025-03-17 | Govt Punjab | Islamia University Bhawalpur | Faculty of Agriculture & Environment |  | Bahawalpur |  |  | Dr Azhar Hussain | 0321-6814625 | azharhaseen@gmail.com | 325
118 | 2025-07-08 | Individual | Dr Ahsan Waheed | Chak 77, Mananwala Road | Shahkot | Dist Nankana Sahib |  |  | M Saeed | 0300-9449121 |  | 725
119 | 2025-04-08 | Minning | Display Power | Plot # GA Sector | Passo Canal Bank | Lahore |  |  | M Humayoun Sumbal | 0300-6099866 |  | 425
120 | 2025-04-09 | Minning | Geo Elements | Allah Hu Industrial Estate | Ferozepur Road | Lahore |  |  | M Saeed | 0321-4342677 |  | 425
121 | 2025-09-15 | Minning | Hilltop Mining (SMC-Pvt) Ltd. | Office No: 224 3rd Floor Memoon Centre Syed | MojDarya | Lahore | G 390727 |  | Shahzad Qaiser | 0300-6030421 |  | 925
122 | 2025-03-17 | NGO | Agha Khan Economic Planning Board | 300 / 2 | Garden East | Karachi |  |  | Bilal Ahmad | 0321-4087828 |  | 325
123 | 2025-07-14 | Packaging | Continental Plastic Industries | 16.5 Km | Sheikhupura Road | Lahore |  |  | Yasir Mobeen | 0314-5083854 | mobeen.yasir@continentalpi.com | 725
124 | 2026-03-24 | Packaging | Sakhi International | Plot C-13, North Western Industrial Zone | Port Qasim, Bin Qasim Town | Karachi |  |  | Amjad Salman Ahmed | 0332-2717099 | salmanamjad995@gmail.com | 326
125 | 2026-01-26 | Packaging | Sasa Packaging (SMC-Pvt) Limited. | Street 1, Abubakar Road, Bilal City | Saggian Bypass Road | Lahore |  |  | Abdul Haseeb | 0309-8502960 | azhar@sasapackaging.com | 126
126 | 2025-12-01 | Packaging | Shafiq Pak Packaging Peivate Limited | Sunder Industrial Estate Gate no 1 Plot no 9-10 | Raiwind Road | Lahore |  |  | Uzair Haidri | 0308-1858682 | uzairhaidri07@gmail.com | 1225
127 | 2025-03-17 | Pesticide | AFM Pesticide | 1 Km, Katar Bund Road | Thokar NIaz Baig | Lahore |  |  | Anwar Mustafa | 0300-8481788 |  | 325
128 | 2025-03-17 | Pharma | Citi Pharma Ltd | 558, Block Q, Phase 2 | Johar Town | Lahore | [5 empty] | 325
129 | 2025-03-17 | Seed | Yuksel Seed Asia (Pvt) Ltd | 434, RRF-6 | Mamunkanjan | Faislabad |  |  | Mian Shoukat Ali | 0333-0428007 | 5354shoukat.ali@yukselseed.com | 325
130 | 2025-08-13 | Surgical | B & H Surgical Instruments | Marala Road, Near ATC College | Nai Abadi Muradpur | 51310 Sialkot | [5 empty] | 825
131 | 2025-03-17 | Textile | Sapphire Textile | [8 empty] | 325
132 | 2025-03-17 | Waste Mgmt | At Waste Management Company | [8 empty] | 325
133 | 2026-04-07 | Dairy | Bursa Dairies Pvt Ltd | [8 empty] | 426
134 | 2026-04-15 | Fertilizer | Rachna Agro Chemical Pvt Ltd. |  |  | Gujranwala |  |  | Zafar Iqbal | 0300-4928574 | Ajwa.agro@gmail.com | 426
135 | 2026-04-17 | Food | Mehr Food Products | Near Mehr Estate, Opp Allied Petrol Pump | 0.5km Marala Road to Balanwala | Sialkot |  |  | Usman Shakeel | 0322-3344242 |  | 426
136 | 2026-05-07 | Packaging | Majeed Foods Pvt. Ltd. Flour Mills | Basti Sanglan Southern | Bye Pass Airport Road | Bahawalpur |  |  | Ghulam Murtaza Executive | 0325-6565764 |  | 526
137 | 2026-05-08 | Fertilizer | Dynamic Engineering | Small Industrial Area |  | Khanewal |  |  | Zaman Gul | 0321-4141452 | sales@dynamicengineers.com | 526
138 | 2026-05-11 | Fertilizer | Quintech Sciences | Rasool Nawaz Sugar Mills (Pvt) Ltd | 15 Km, Gojra Road | Samundari |  |  | Zaheer Abbas | 0300-7623670 | zaheerfertilizer.670@gmail.com | 526
139 | 2026-05-18 | Packaging | Rustam foods Pvt Ltd | 21 KM Ferozpur Road |  | Lahore |  |  | Ehsan Ahmad | 0315-4607424 | ehsan.ahmad@rustamfoodspk.com | 526
140 | 2026-05-18 | Fertilizer | Becs Analytics Pvt Ltd | Plot no 121, 122 | Special economic Zone | Rahim Yar Khan |  |  | Mashhud Shahid | 0319-3499169 |  | 526
141 | 2026-06-03 | Food | Grainways Industries | Plot 1333 Kacha Jail Road | Near PECO Phatak | Lahore |  |  | Azad Chaiwala | 0322-8000890 |  | 626
142 | 2026-06-04 | Food | Haji Zamurd Rice Mills |  |  | Bahawalnagar |  |  | Hammad Atari | 0332-2007373 |  | 626
143 | 2026-06-11 | Fertilizer | Techgro | Katar Band Road Street 2 |  | Lahore |  |  | Atta ur Rehman | 0303-9968986 | Techgro-1gmail.com | 626
144 | 2026-06-15 | Fertilizer | R.B Avari Enterprises (Pvt.) Ltd. | Room # 4 2nd Floor, Sasi Arcade Block-7 | Kehkashan Scheme-5 main clifton Road | Karachi |  |  | M Zahid Iqbal | 0326-8445160 |  | 626
145 | 2026-07-02 | Food | Black Horse Shilajit | Unit 31 Batley Enterprise Centre | 513 Bradford Road Batley Wf17 8LL |  |  |  | Hafeez Kayani | 447711068185 | Info@blackhorseshilajit.co.uk | 726
146 | 2026-07-06 | Fertilizer | WARCH Chemicals Industories |  |  | Lahore |  |  | Zafar warach | 0320-8408182 |  | 726
147 | 2026-07-10 | Fertilizer | Spell Tech International |  |  | Lahore |  |  | Zafar Waraich | 0320-8408182 |  | 726
148 | 2026-07-13 | Food | Jafson Print Pack | Quaid-e-Azam | Street Dhama | Lalamusa |  |  | M Tanveer | 0321-2115555 |  | 726
0
0
0
0
0
0
0
0
0
0
0
0
0
0
0
0
0
0
0
0
0
0
0
0
0
0
0
0
0
0
0
0
0
0
0
0
0
0
0
0
0
0
0
0
0
0
0
0
0
0
0
0
0
0
0
0
0
0
0
0
0
0
0
0
0
0
0
0
0
0
0
0
0
0
0
0
0
0
0
0
0
0
0
0
0
0
0
0
0
0
0
0
0
0
0
0
0
0
0
0
0
0
0
0
0
0
0
0
0
0
0
0
0
0
0
0
0
0
0
0
0
0
0
0
0
0
0
0
0
0
0
0
0
0
0
0
0
0
0
0
0
0
0
0
0
0
0
0
0
0
0
0
0
0
0
0
0
0
0
0
0
0
0
0
0
0
0
0
0
0
0
0
0
0
0
0
0
0
0
0
0
0
0
0
0
0
0
0
0
0
0
0
0
0
0
0
0
0
0
0
0
0
0
0
0
0
0
0
0
0
0
0
0
0
0
0
0
0
0
0
0
0
0
0
0
0
0
0
0
0
0
0
0
0
0
0
0
0
0
0
0
0
0
0
0
0
0
0
0
0
0
0
0
0
0
0
0
0
0
0
0
0
0
0
0
0
0
0
0
0
0
0
0
0
0
0
0
0
0
0
0
0
0
0
0
0
0
0
0
0
0
0
0
0
0
0
0
0
0
0
0
0
0
0
0
0
0
0
0
0
0
0
0
0
0
0
0
0
0
0
0
0
0
0
0
0
0
0
0
0
0
0
0
0
0
0
0
0
0
0
0
0
0
0
0
0
0
0
0
0
0
0
0
0
0
0
0
0
0
0
0
0
0
0
0
0
0
0
0
0
0
0
0
0
0
0
0
0
0
0
0
0
0
0
0
0
0
0
0
0
0
0
0
0
0
0
0
0
0
0
0
0
0
0
0
0
0
0
0
0
0
0
0
0
0
0
0
0
0
0
0
0
0
0
0
0
0
0
0
0
0
0
0
0
0
0
0
0
0
0
0
0
0
0
0
0
0
0
0
0
0
0
0
0
0
0
0
0
0
0
0
0
0
0
0
0
0
0
0
0
0
0
0
0
0
0
0
0
0
0
0
0
0
0
0
0
0
0
0
0
0
0
0
0
0
0
0
0
0
0
0
0
0
0
0
0
0
0
0
0
0
0
0
0
0
0
0
0
0
0
0
0
0
0
0
0
0
0
0
0
0
0
0
0
0
0
0
0
0
0
0
0
0
0
0
0
0
0
0
0
0
0
0
0
0
0
0
0
0
0
0
0
0
0
0
0
0
0
0
0
0
0
0
0
0
0
0
0
0
0
0
0
0
0
0
0
0
0
0
0
0
0
0
0
0
0
0
0
0
0
0
0
0
0
0
0
0
0
0
0
0
0
0
0
0
0
0
0
0
0
0
0
0
0
0
0
0
0
0
0
0
0
0
0
0
0
0
0
0
0
0
0
0
0
0
0
0
0
0
0
0
0
0
0
0
0
0
0
0
0
0
0
0
0
0
0
0
0
0
0
0
0
0
0
0
0
0
0
0
0
0
0
0
0
0
0
0
0
0
0
0
0
0
0
0
0
0
0
0
0
0
0
0
0
0
0
0
0
0
0
0
0
0
0
0
0
0
0
0
0
0
0
0
0
0
0
0
0
0
0
0
0
0
0
0
0
0
0
0
0
0
0
0
0
0
0
0
0
0
0
0
0
0
0
0
0
0
0
0
0
0
0
0
0
0
0
0
0
0
0
0
0
0
0
0
0
0
0
0
0
0
0
0
0
0
0
0
0
0
0
0
0
0
0
0
0
0
0
0
0
0
0
0
0
0
0
0
0
0
0
0
0
0
0
0
0
0
0
0
0
0
0
0
0
0
0
0
0
0
0
0
0
0
0
0
0
0
0
0
0
0
0
0
0
0
0
0
0
0

## TP Client
BECS Third Party Clients |  |  |  |  | Source : BECS Database - TP Client
Client Reference |  |  |  | Third Party Client |  |  |  | Third Party Focal Person |  |  | my
Sr # | Reg Date | Sector | Name | Name | Line 1 | Line 2 | City | Name | Cell # | email
1 | 2025-09-22 | Food | Green Bagram Logistics & Agricultural Services | WFP CV Program | Street # 4, Shar-e-Now | Kabul | Afghanistan |  |  |  | 925
2 | 2025-11-26 | Food | Hoti Himalayan Salt Pvt Ltd. | Productos Innovadores Proalmex | CIA LTDA | P100786-ECO1-03 | Ecuador |  |  |  | 1125
3 | 2026-03-06 | Food | Itefaq Trading Co | Nutrainno USA Inc | 3919 Guasti Rd, Ste A | Ontario 91761 | USA |  |  |  | 326
4 | 2025-08-08 | Food | Itefaq Trading Co | EMART Inc | 37, Sejong-daero 7-gil, Jung-gu | Seol, Postal Code 04511 | Republic of Korea |  |  |  | 825
5 | 2026-01-16 | Food | Itefaq Trading Co | Limitless Packaging Ltd. | Syokimau Off Katani Road | Nairobi | Kenya |  |  |  | 126
6 | 2026-04-07 | Dairy | Bursa Dairies Pvt Ltd | 110/12L, bypass | Chichawatni |  | Sahiwal | Faisal Sheraz | 0305-1936306 | info@bursadairies.com | 426
0
0
0
0
0
0
0
0
0
0
0
0
0
0
0
0
0
0
0
0
0
0
0
0
0
0
0
0
0
0
0
0
0
0
0
0
0
0
0
0
0
0
0
0
0
0
0
0
0
0
0
0
0
0
0
0
0
0
0
0
0
0
0
0
0
0
0
0
0
0
0
0
0
0
0
0
0
0
0
0
0
0
0
0
0
0
0
0
0
0
0
0
0
0
0
0
0
0
0
0
0
0
0
0
0
0
0
0
0
0
0
0
0
0
0
0
0
0
0
0
0
0
0
0
0
0
0
0
0
0
0
0
0
0
0
0
0
0
0
0
0
0
0
0
0
0
0
0
0
0
0
0
0
0
0
0
0
0
0
0
0
0
0
0
0
0
0
0
0
0
0
0
0
0
0
0
0
0
0
0
0
0
0
0
0
0
0
0
0
0
0
0
0
0
0
0
0
0
0
0
0
0
0
0
0
0
0
0
0
0
0
0
0
0
0
0
0
0
0
0
0
0
0
0
0
0
0
0
0
0
0
0
0
0
0
0
0
0
0
0
0
0
0
0
0
0
0
0
0
0
0
0
0
0
0
0
0
0
0
0
0
0
0
0
0
0
0
0
0
0
0
0
0
0
0
0
0
0
0
0
0
0
0
0
0
0
0
0
0
0
0

## Static
BECS - Static Data for Clients and Test
Biz Sector |  | Price Segment |  | Matrix - Paramers |  | Test Parameters |  | Standard Reference |  | Test Method |  |  | Units
1 | Biofertilizers | 1 | Chemical - Fertilizers | 1 | Biofertiliers | 1 | 2,4 DDT | 1 | AACC | 1 | AACC | AACC-38.12.02 | 1 | -
2 | BNFF | 2 | Chemical - Food Feed | 2 | BNFF | 2 | Acephate | 2 | AOAC | 2 | AOAC | AOAC 2001.13 | 2 | %
3 | Cosmetics | 3 | Chemical - Others | 3 | Feed - Silage | 3 | Acetamiprid | 3 | APHA | 3 | AOAC | AOAC 2002.04 | 3 | % / wt
4 | Dairy | 4 | Microbilogy - Fertilizers | 4 | Fertilizer - Liquid | 4 | Acetic Acid | 4 | Article | 4 | AOAC | AOAC 2003.05 | 4 | % v/v
5 | Fertilizer | 5 | Microbilogy - Food Feed | 5 | Fertilizer - Solid | 5 | Added Startch | 5 | ASTM | 5 | AOAC | AOAC 2003.14 | 5 | % v/w
6 | Food | 6 | Microbilogy - Others | 6 | Food - Cider | 6 | Added Sugar (as Non reducing) | 6 | Calculation | 6 | AOAC | AOAC 2007.01 | 6 | % w/w
7 | Govt Punjab | 7 | Physical - Fertilizers | 7 | Food - Engergy Bar | 7 | Aerobic Mesophilic Count | 7 | EPA | 7 | AOAC | AOAC 2007.01 QueCHERS - Chromatographig | 7 | 10^ x CFU
8 | Individual | 8 | Physical - Food Feed | 8 | Food - Flour | 8 | Aerobic Plate Count - APC | 8 | European Union | 8 | AOAC | AOAC 2012.13 | 8 | 10^x CFU / 25 g
9 | Minning | 9 | Physical - Others | 9 | Food - Honey | 9 | Aflatoxin - Total | 9 | FAO | 9 | AOAC | AOAC 211.14 (AAS) | 9 | 10^x CFU / 25 mL
10 | NGO |  |  | 10 | Food - Meat | 10 | Aflatoxin on ELISA | 10 | Gulf | 10 | AOAC | AOAC 211.14 (Flame Photometer) | 10 | 10^x CFU / g
11 | Packaging |  |  | 11 | Food - Microbiology - Liquid | 11 | Alkalinity | 11 | IAA, Japan | 11 | AOAC | AOAC 892.01 | 11 | 10^x CFU / L
12 | Pesticide |  |  | 12 | Food - Microbiology - Solid | 12 | Allethrins | 12 | ICARDA | 12 | AOAC | AOAC 920.151 | 12 | 10^x CFU / mL
13 | Pharma |  |  | 13 | Food - Oil | 13 | Aluminum | 13 | ISO | 13 | AOAC | AOAC 920.39 | 13 | 10^x CFU / Plate
14 | Seed |  |  | 14 | Food - Pesticide | 14 | Amino Acid | 14 | Lab Dev | 14 | AOAC | AOAC 920.87 | 14 | 10^x CFU / sq cm
15 | Surgical |  |  | 15 | Food - Rice | 15 | Ammonia - Total | 15 | Package | 15 | AOAC | AOAC 923.03 | 15 | Color
16 | Textile |  |  | 16 | Food - Salts | 16 | Ammonia - Unionized | 16 | PSQCA | 16 | AOAC | AOAC 925.10 | 16 | Color Index
17 | Waste Mgmt |  |  | 17 | Food - Shilajeet | 17 | Antibiotic Residues - Tetracycline | 17 | Rusia & CIS | 17 | AOAC | AOAC 925.10 or ASTM 534 E | 17 | dS/m
|  |  |  | 18 | Food - Tea | 18 | Arsenic | 18 | UNIENISO | 18 | AOAC | AOAC 930.15 | 18 | g / 100 g
|  |  |  | 19 | Food and Feed | 19 | Ash | 19 | US | 19 | AOAC | AOAC 930.34 | 19 | g / L
|  |  |  | 20 | Microbiology - Environment | 20 | Ash - Acid Insolluble | 20 | USDA | 20 | AOAC | AOAC 930.44 | 20 | Growth
|  |  |  | 21 | Microbiology - Swab | 21 | Ash - Total (Acid Soluble) |  |  | 21 | AOAC | AOAC 935.14 | 21 | Kcal
|  |  |  | 22 | Minerals | 22 | Auxin Profile |  |  | 22 | AOAC | AOAC 937.09 | 22 | Kcal / 100 g
|  |  |  | 23 | Packaging | 23 | Azinophos-methyl |  |  | 23 | AOAC | AOAC 941.04 | 23 | Kg / m3
|  |  |  | 24 | Plant | 24 | Azoxystrobin |  |  | 24 | AOAC | AOAC 942.05 | 24 | K joule
|  |  |  | 25 | Soil | 25 | Bac Efficiency - K Solubilizing |  |  | 25 | AOAC | AOAC 955.04 | 25 | meq O2 / Kg
|  |  |  | 26 | Utilities - Compressed Air | 26 | Bac Efficiency - N Fixing |  |  | 26 | AOAC | AOAC 958.01 | 26 | mg / 100 g
|  |  |  | 27 | Waste Water/Sludge | 27 | Bac Efficiency - P Solubilizing |  |  | 27 | AOAC | AOAC 962.09 | 27 | mg / 52 g
|  |  |  | 28 | Water - Drinking | 28 | Bac Efficiency - PGPR and Rhizobium |  |  | 28 | AOAC | AOAC 962.09:1971 (2010) | 28 | mg / dm2
|  |  |  | 29 | Water - Drinking - Package | 29 | Bac Efficiency - Sulphur Oxidizing |  |  | 29 | AOAC | AOAC 965.09 | 29 | mg / g
|  |  |  | 30 | Water - Irrigation | 30 | Bac Efficiency - Zn Mobilizing |  |  | 30 | AOAC | AOAC 965.09 - Vogel's text book of chemical analysis | 30 | mg / Kg
[6 empty] | 31 | Barium |  |  | 31 | AOAC | AOAC 965.10 | 31 | mg / L
[6 empty] | 32 | Bi Carbonates |  |  | 32 | AOAC | AOAC 965.11 | 32 | mg / L as CaCO3
[6 empty] | 33 | Bioactive Sulphur |  |  | 33 | AOAC | AOAC 965.12 | 33 | mg / m3
[6 empty] | 34 | Bioactive Sulphur - Quick Test |  |  | 34 | AOAC | AOAC 965.13 | 34 | ng / g
[6 empty] | 35 | Bioactive Zinc |  |  | 35 | AOAC | AOAC 965.14 | 35 | Package
[6 empty] | 36 | Bloom Size |  |  | 36 | AOAC | AOAC 965.15 | 36 | ppb
[6 empty] | 37 | BOD |  |  | 37 | AOAC | AOAC 965.16 | 37 | ppm
[6 empty] | 38 | Boron |  |  | 38 | AOAC | AOAC 965.17 | 38 | ppt
[6 empty] | 39 | Bulk Density |  |  | 39 | AOAC | AOAC 965.33 | 39 | μm
[6 empty] | 40 | C : N Ratio |  |  | 40 | AOAC | AOAC 967.05 | 40 | μS/cm
[6 empty] | 41 | Cadmium |  |  | 41 | AOAC | AOAC 967.05 or AOAC 955.04
[6 empty] | 42 | Calcium |  |  | 42 | AOAC | AOAC 973.09
[6 empty] | 43 | Calcium - Chelated |  |  | 43 | AOAC | AOAC 973.41
[6 empty] | 44 | Calcium - Citrate Soluble (Available) |  |  | 44 | AOAC | AOAC 978.04
[6 empty] | 45 | Calcium - Total |  |  | 45 | AOAC | AOAC 980.02
[6 empty] | 46 | Calcium - Water Extractable |  |  | 46 | AOAC | AOAC 981.12
[6 empty] | 47 | Calcium Carbonate |  |  | 47 | AOAC | AOAC 982.01
[6 empty] | 48 | Calcium Chloride (CaCl2) |  |  | 48 | AOAC | AOAC 984.27
[6 empty] | 49 | Calcium Sulphate (CaSO4) - Gypsum |  |  | 49 | AOAC | AOAC 984.27 or ASTM 534 E
[6 empty] | 50 | Calories |  |  | 50 | AOAC | AOAC 985.29
[6 empty] | 51 | Carbaryl |  |  | 51 | AOAC | AOAC 985.35
[6 empty] | 52 | Carbohyderates - Total |  |  | 52 | AOAC | AOAC 990.03 or AOAC 941.04
[6 empty] | 53 | Carbohydrates |  |  | 53 | AOAC | AOAC 991.31 or AOAC 2005.03
[6 empty] | 54 | Carbon |  |  | 54 | AOAC | AOAC 997.02
[6 empty] | 55 | Carbonates |  |  | 55 | AOAC | AOAC 999.10
[6 empty] | 56 | CEC - Cation Exchange Capacity |  |  | 56 | AOAC | AOAC 999.10.11
[6 empty] | 57 | Chlorides |  |  | 57 | AOAC | AOAC 999.10.12
[6 empty] | 58 | Chlorpyrifos |  |  | 58 | AOAC | AOAC-2.6.09, 17th edition, Method No. 928.02
[6 empty] | 59 | Chromium |  |  | 59 | APHA | APHA 2320
[6 empty] | 60 | Cobalt |  |  | 60 | APHA | APHA 2340C
[6 empty] | 61 | COD |  |  | 61 | APHA | APHA 2510-B:2017
[6 empty] | 62 | Contemination Level |  |  | 62 | APHA | APHA 2540-B:2017
[6 empty] | 63 | Copper |  |  | 63 | APHA | APHA 2540-C:2017
[6 empty] | 64 | Copper - Available |  |  | 64 | APHA | APHA 2540-D:2017
[6 empty] | 65 | Cypermethrin |  |  | 65 | APHA | APHA 3111B:2017
[6 empty] | 66 | Diazinon |  |  | 66 | APHA | APHA 3500
[6 empty] | 67 | Disulphaton |  |  | 67 | APHA | APHA 3500ca-B:2017
[6 empty] | 68 | Dry Matter - DM |  |  | 68 | APHA | APHA 3500mg-B:2017
[6 empty] | 69 | EC - Electrical Conductivity |  |  | 69 | APHA | APHA 3501
[6 empty] | 70 | Energy - Kcal |  |  | 70 | APHA | APHA 3502
[6 empty] | 71 | Energy - Kjoule |  |  | 71 | APHA | APHA 3503
[6 empty] | 72 | Energy from Fat |  |  | 72 | APHA | APHA 4500 H+ - B: (2017)
[6 empty] | 73 | Estimaged Fecal Streptococci |  |  | 73 | APHA | APHA 4500 H+ - B: 2017
[6 empty] | 74 | Estimated Bacillus cereus |  |  | 74 | APHA | APHA 4500 NH3-D
[6 empty] | 75 | Estimated Clostridium perfringens |  |  | 75 | APHA | APHA 4500- Cl-B:2017
[6 empty] | 76 | Estimated Coliforms |  |  | 76 | APHA | APHA 4500-NO2-E
[6 empty] | 77 | Estimated Coliforms - at 30 degree |  |  | 77 | APHA | APHA 4500-NO3-E
[6 empty] | 78 | Estimated Coliforms - Thermotolerant |  |  | 78 | APHA | APHA 4500-SO4-C:2017
[6 empty] | 79 | Estimated Coliforms - Total |  |  | 79 | APHA | APHA 5210 B
[6 empty] | 80 | Estimated Compylobactor |  |  | 80 | APHA | APHA 5220
[6 empty] | 81 | Estimated E.coli |  |  | 81 | APHA | APHA 5220 B:2017
[6 empty] | 82 | Estimated Enterobacteriace |  |  | 82 | Article | Gelatin Manufacturers Institute of America (GMIA) 2.1
[6 empty] | 83 | Estimated Fecal Coliforms |  |  | 83 | Article | Harris, D.C. (2016). Quantitative Chemical Analysis (9th Ed.). W.H. Freeman
[6 empty] | 84 | Estimated Fecal Streptococci |  |  | 84 | Article | Hydrometer Method
[6 empty] | 85 | Estimated Lactic bacteria |  |  | 85 | Article | Particle Counter
[6 empty] | 86 | Estimated Listeria |  |  | 86 | Article | Pearson's
[6 empty] | 87 | Estimated Mesophyllic Flora |  |  | 87 | Article | Pycnometer Method
[6 empty] | 88 | Estimated Pseudomonas aeroginosa |  |  | 88 | Article | Rapid Detection Kit
[6 empty] | 89 | Estimated Pseudomonas spp. |  |  | 89 | Article | Salkowski Method
[6 empty] | 90 | Estimated Salmonella |  |  | 90 | Article | Schofield, & Taylor (1955). 19, 164–167.
[6 empty] | 91 | Estimated Shigella |  |  | 91 | Article | Theymoli Balasubramanian and Sadasivam, S (1987)
[6 empty] | 92 | Estimated Staphylococcus aureus |  |  | 92 | Article | Verma, B C (1977)
[6 empty] | 93 | Estimated Sulfite producing Anaerobes |  |  | 93 | Article | Walkley, A. (1947.) or AOAC 955.04
[6 empty] | 94 | Extraneous Matter / Impurities |  |  | 94 | Article | Walkley, A. 1947.
[6 empty] | 95 | Fat - Cholestrol |  |  | 95 | ASTM | ASTM 534 E
[6 empty] | 96 | Fat - Crude |  |  | 96 | Calculation | By calculation
[6 empty] | 97 | Fat - Unsaturated |  |  | 97 | Calculation | Calculations Based on APHA 2510
[6 empty] | 98 | Fenaniphos |  |  | 98 | Calculation | Calculations Based on APHA 4500 NH3-D
[6 empty] | 99 | Fiber - Crude |  |  | 99 | Calculation | Food Chemistry by Pearson - by Calculation
[6 empty] | 100 | Fibre - Dietary (Total) |  |  | 100 | EPA | EPA 150.1
[6 empty] | 101 | Fulvic Acid |  |  | 101 | European Union | EN 1186-3:2002
[6 empty] | 102 | Fungal Contamination |  |  | 102 | European Union | HI 3305 EN
[6 empty] | 103 | Gluten - Dry |  |  | 103 | FAO | FAO Nutritional studies No.24(1970)
[6 empty] | 104 | Halophile count |  |  | 104 | IAA, Japan | Incorporated Administrative Agency,Japan. Section: 4.3.3.a
[6 empty] | 105 | Hardness |  |  | 105 | ICARDA | ICARDA Methods of soil, plant and water analysis
[6 empty] | 106 | Hardness - Calcium |  |  | 106 | ISO | ISO 10272-1
[6 empty] | 107 | Humic Acid |  |  | 107 | ISO | ISO 11290-1,2
[6 empty] | 108 | Iodine |  |  | 108 | ISO | ISO 11290-1/2
[6 empty] | 109 | Iprodione 1 |  |  | 109 | ISO | ISO 13720
[6 empty] | 110 | Iron |  |  | 110 | ISO | ISO 14189
[6 empty] | 111 | Iron - Available |  |  | 111 | ISO | ISO 15213-2
[6 empty] | 112 | Iron - Chelated |  |  | 112 | ISO | ISO 15213-2/ ISO 7937
[6 empty] | 113 | Iron - Total |  |  | 113 | ISO | ISO 15213-2003
[6 empty] | 114 | K2O - Available |  |  | 114 | ISO | ISO 15214-1998
[6 empty] | 115 | K2O - Total |  |  | 115 | ISO | ISO 16266
[6 empty] | 116 | Lead |  |  | 116 | ISO | ISO 18416
[6 empty] | 117 | Lindane |  |  | 117 | ISO | ISO 19822:2018
[6 empty] | 118 | Lithium |  |  | 118 | ISO | ISO 21149
[6 empty] | 119 | LOD - Loss on Drying |  |  | 119 | ISO | ISO 21527-1
[6 empty] | 120 | Magnesium |  |  | 120 | ISO | ISO 21528-1/2
[6 empty] | 121 | Magnesium - Available |  |  | 121 | ISO | ISO 21528-2
[6 empty] | 122 | Magnesium - Total (Acid Soluble) |  |  | 122 | ISO | ISO 21567
[6 empty] | 123 | Magnesium Chloride (MgCl2) |  |  | 123 | ISO | ISO 21569:2010
[6 empty] | 124 | Magnesium Sulphate (MgSO4) |  |  | 124 | ISO | ISO 2479-1972
[6 empty] | 125 | Malathion |  |  | 125 | ISO | ISO 2480-1972
[6 empty] | 126 | Manganese |  |  | 126 | ISO | ISO 2482-1973
[6 empty] | 127 | Manganese - Available |  |  | 127 | ISO | ISO 4833-1
[6 empty] | 128 | Mercury |  |  | 128 | ISO | ISO 6579-1:2017
[6 empty] | 129 | Methoxychlor |  |  | 129 | ISO | ISO 6888-1
[6 empty] | 130 | Mevinphos |  |  | 130 | ISO | ISO 697.1981
[6 empty] | 131 | Microplastic in salt |  |  | 131 | ISO | ISO 7899-2
[6 empty] | 132 | Mirex |  |  | 132 | ISO | ISO 7932:2004 or ISO 21871:2006
[6 empty] | 133 | Moisture |  |  | 133 | ISO | ISO 7932:2004/ ISO 21871:2006
[6 empty] | 134 | NaCl Purity |  |  | 134 | ISO | ISO 8573-1:2010 - Class 3
[6 empty] | 135 | Natural Detergent Fiber (NDF) |  |  | 135 | ISO | ISO 9297-1989
[6 empty] | 136 | Nickle |  |  | 136 | ISO | ISO 9308-1
[6 empty] | 137 | Nitrate |  |  | 137 | ISO | ISO 9308-1: 2014
[6 empty] | 138 | Nitrite |  |  | 138 | ISO | ISO 9308-1:2000
[6 empty] | 139 | Nitrogen |  |  | 139 | ISO | ISO 9308-2:2012
[6 empty] | 140 | Nitrogen - Ammonical |  |  | 140 | ISO | IUPAC 2.101
[6 empty] | 141 | Nitrogen - Nitrate |  |  | 141 | Lab Dev | Lab developed method based on HI 931
[6 empty] | 142 | Nitrogen - Total |  |  | 142 | Package | Package
[6 empty] | 143 | Nitrogen - Ureic |  |  | 143 | PSQCA | PS 3517
[6 empty] | 144 | Non-GMO (Agri Comodity) |  |  | 144 | PSQCA | PS 5295-2017 (2nd Rev.)
[6 empty] | 145 | NPN - Non Protien Nitrogen |  |  | 145 | PSQCA | PS 5295-2017 (2nd Rev)
[6 empty] | 146 | Oil Content |  |  | 146 | PSQCA | PS 5330 - 2014 (App B)
[6 empty] | 147 | Organic Matter |  |  | 147 | PSQCA | PS 5330 - 2014 (App C)
[6 empty] | 148 | Overall Migration |  |  | 148 | PSQCA | PS 5330 - 2014 (App D)
[6 empty] | 149 | P2O5 - Acid Soluble (Total) |  |  | 149 | PSQCA | PS 5330 - 2014 (App E)
[6 empty] | 150 | P2O5 - Citrate Soluble (Available) |  |  | 150 | PSQCA | PS 5330 - 2014 (App F)
[6 empty] | 151 | P2O5 - Water Extractable |  |  | 151 | PSQCA | PS 5330 - 2014 (App G)
[6 empty] | 152 | Package - Pesticide |  |  | 152 | PSQCA | PS 5330 - 2014 (App H)
[6 empty] | 153 | Package - Polycyclic Aromati Hydrocarbons (PAH) |  |  | 153 | PSQCA | PS 5336-2021 (App E1)
[6 empty] | 154 | PAH - Benzo (a) anthracene |  |  | 154 | PSQCA | PS 5336-2021-2nd Rev (App C)
[6 empty] | 155 | PAH - Benzo (a) Pyrene |  |  | 155 | PSQCA | PS 5336-2021-2nd Rev (App D)
[6 empty] | 156 | PAH - Benzo (b) fluoranthene |  |  | 156 | PSQCA | PS 5336-2021-2nd Rev (App E1)
[6 empty] | 157 | PAH - Benzo (e) Pyrene |  |  | 157 | PSQCA | PS 5336-2021-2nd Rev (App E2)
[6 empty] | 158 | PAH - Benzo (g,h,i) Perylene |  |  | 158 | PSQCA | PS 5336-2021-2nd Rev (App E3)
[6 empty] | 159 | PAH - Benzo (k) fluoranthene |  |  | 159 | PSQCA | PS 5336-2021-2nd Rev (App F1)
[6 empty] | 160 | PAH - Chrysene |  |  | 160 | PSQCA | PS: 67-1996
[6 empty] | 161 | PAH - Dibenzo (a,h) Anthracene |  |  | 161 | UNIENISO | UNIENISO 15476:2009
[6 empty] | 162 | PAH - Indene (1,2,3 - cd) Pyrene |  |  | 162 | USDA | USDA Handbook 60
[6 empty] | 163 | PAH - PA 4 |  |  | 163 | USDA | USDA Handbook 60 or ISO 11265:1994
[6 empty] | 164 | Parathion
[6 empty] | 165 | Particulate Matter
[6 empty] | 166 | Pendimethalin
[6 empty] | 167 | Permethrin
[6 empty] | 168 | Peroxide Value
[6 empty] | 169 | Pesticide Residue - 06 Active Ingredients
[6 empty] | 170 | pH
[6 empty] | 171 | Phosmet
[6 empty] | 172 | Phosphoric Acid
[6 empty] | 173 | Phosphorous
[6 empty] | 174 | Physical - Appearence
[6 empty] | 175 | Physical - Colour
[6 empty] | 176 | Physical - Feel to Touch
[6 empty] | 177 | Physical - Mesh Size
[6 empty] | 178 | Physical - Odor
[6 empty] | 179 | Physical - Particle Size (-25 Mesh)
[6 empty] | 180 | Physical - Particle Size (+4 Mesh)
[6 empty] | 181 | Physical - Taste / Flavour
[6 empty] | 182 | Physical Appearance - Colour
[6 empty] | 183 | Physical Testing
[6 empty] | 184 | Potassium
[6 empty] | 185 | Potassium Chloride (KCl)
[6 empty] | 186 | Potassium Iodate
[6 empty] | 187 | Protien
[6 empty] | 188 | Protien - Crude
[6 empty] | 189 | Protien - Total
[6 empty] | 190 | Protien - True
[6 empty] | 191 | PT - Colour
[6 empty] | 192 | PT - Odor
[6 empty] | 193 | PT - Taste
[6 empty] | 194 | PT Package - Physical Testing
[6 empty] | 195 | Relative Density @ 20°C
[6 empty] | 196 | Residual Sodium Carbonate
[6 empty] | 197 | Resmethrin
[6 empty] | 198 | Salinity
[6 empty] | 199 | Salt as NaCl
[6 empty] | 200 | Saturated Fat
[6 empty] | 201 | Silicates
[6 empty] | 202 | Sodium
[6 empty] | 203 | Sodium - Available
[6 empty] | 204 | Sodium - Total
[6 empty] | 205 | Sodium Adsorption Ratio (SAR)
[6 empty] | 206 | Sodium Sulphate (Na2SO4)
[6 empty] | 207 | Soil Texture
[6 empty] | 208 | Specific Gravity
[6 empty] | 209 | Sulphates
[6 empty] | 210 | Sulphur
[6 empty] | 211 | Sulphur Dioxide
[6 empty] | 212 | Tau-Fluvalinate
[6 empty] | 213 | TBC / TPC / TVC / MPN
[6 empty] | 214 | TBC / TPC / TVC / MPN
[6 empty] | 215 | TBC / TPC / TVC / MPN @ 22 degree C
[6 empty] | 216 | TBC / TPC / TVC / MPN @ 25 degree C
[6 empty] | 217 | TBC / TPC / TVC / MPN @ 37 degree C
[6 empty] | 218 | TBC / TPC / TVC / MPN / VCC
[6 empty] | 219 | TDS - Total Disolved Solids
[6 empty] | 220 | Tefluthrin
[6 empty] | 221 | Terbufos
[6 empty] | 222 | Tetramethrin
[6 empty] | 223 | Trans Fat
[6 empty] | 224 | Trichlorfon
[6 empty] | 225 | Tricyclazole
[6 empty] | 226 | TS - Total Sugar
[6 empty] | 227 | TSS - Total Soluble Solids
[6 empty] | 228 | Viable Cell Count - VCC
[6 empty] | 229 | Vitamin - A
[6 empty] | 230 | Vitamin - C
[6 empty] | 231 | Vitamin C (as Ascorbic Acid)
[6 empty] | 232 | WD - Water Insoluble Matter
[6 empty] | 233 | WD - Water Solubility
[6 empty] | 234 | WD - Water Stability Test
[6 empty] | 235 | WD Package - Water Drinking
[6 empty] | 236 | Wet Gluten
[6 empty] | 237 | YM - Estimated Mold
[6 empty] | 238 | YM - Estimated Yeast
[6 empty] | 239 | YM Package - Estimated Yeast and Mold
[6 empty] | 240 | Zinc
[6 empty] | 241 | Zinc - Available
[6 empty] | 242 | Zinc - Chelated
[6 empty] | 243 | Zinc - Total

## Tax (hidden)
Taxes
BECS DB : PS Tax
From | To | Rate
2025-01-01 | 2026-12-31 | 16%